{"text_format":"1","workbook":"xlsx","n_sheets":19,"sheets":["areas","barras","criterios","obras","proyectos","cortocircuito","zonas","zonaBarra","calificacionProyectos","ejecutar","ASIGNACION","RESUMEN","RESUMEN %","EXPANSION","BENEFICIO","INTERCAMBIO","PORCENTAJE BARRAS","PORCENTAJE AREAS","PORCENTAJE ZONAS"],"not_rendered":{"charts":0,"images":0,"macros":1,"external_links":0,"defined_names":8,"comments":0,"pivot_tables":0},"unopened":[],"bounds":{"document_bytes":16777216,"sheet_cells":100000,"rows_first":2000,"rows_last":500,"rows_between":2000,"halvings":0,"cell_chars":16384,"cell_head_chars":4096},"cells_cut":0,"cells_raw":0,"read":"whole","date_system":"1900"}

{"sheet":"areas","index":0,"n_rows":12,"n_cols":8,"rows_kept":12,"cut":false,"hidden":true,"merged":[]}
["nombre","periodo","limiteimportacion","limiteexportacion","demanda","generacion","factorimportacion","factorexportacion"]
["Cordoba-Sucre",2023,9999999,999999,200,300,1,1]
["Cordoba-Sucre",2024,9999999,999999,200,300,1,1]
["Cordoba-Sucre",2025,9999999,999999,200,300,1,1]
["Cordoba-Sucre",2026,9999999,999999,200,300,1,1]
["Cordoba-Sucre",2027,9999999,999999,200,300,1,1]
["Cordoba-Sucre",2028,9999999,999999,200,300,1,1]
["Cordoba-Sucre",2029,9999999,999999,200,300,1,1]
["Cordoba-Sucre",2030,9999999,999999,200,300,1,1]
["Cordoba-Sucre",2031,9999999,999999,200,300,1,1]
["Cordoba-Sucre",2032,9999999,999999,200,300,1,1]
["Cordoba-Sucre",2033,9999999,999999,200,300,1,1]

{"sheet":"barras","index":1,"n_rows":1057,"n_cols":6,"rows_kept":1057,"cut":false,"hidden":false,"merged":[]}
["nombre","periodo","capacidad","cortocircuito","factorcapacidad","factorcorto"]
["Apartado 110",2023,111.16839921302881,20.216968720815899,1,1]
["Ayapel 13.8",2023,7.4360679445958979,10.18636386219943,1,1]
["Ayapel 34.5",2023,0,23.812721602108731,1,1]
["Bolivar 220",2023,0,0.69791048561928193,1,1]
["Bolivar 500",2023,0,23.645651796864652,1,1]
["Bosque 220",2023,0,15.581417133164971,1,1]
["Boston 110",2023,0,17.67771846097347,1,1]
["Boston 13.8",2023,0,0.1,1,1]
["Boston 34.5",2023,9.5496410350790057,12.623728219071809,1,1]
["Caucasia 110",2023,126.9142805180541,32.439512681713758,1,1]
["Centro Alegre 34.5",2023,1.8052963762492651,11.184235010867191,1,1]
["Cerete 110",2023,61.20657037055625,31.945955744337599,1,1]
["Cerete 13.8",2023,0,9.5761846403171091,1,1]
["Cerete 34.5",2023,35.795948258892167,9.2726605227324601,1,1]
["Cerromatoso 110",2023,218.8368451364056,0.125,1,1]
["Cerromatoso 220",2023,45.629146243618393,8.2774691508420393,1,1]
["Cerromatoso 500",2023,999.60861392246318,15.455210469527239,1,1]
["Chinu 110",2023,224.41172424891781,6.1413033941952619,1,1]
["Chinu 220",2023,268.30645774339251,23.48806733266554,1,1]
["Chinu 500",2023,999.56130869868446,18.28864449595644,1,1]
["Chinu Planta 110",2023,93.901813817510515,1.96628280770927,1,1]
["Chinu Planta 34.5",2023,74.226366690409321,0.125,1,1]
["Cienaga de Oro 34.5",2023,33.340194211444569,22.835716847712241,1,1]
["Colomboy 34.5",2023,0,11.58272867887098,1,1]
["Corozal 13.8",2023,0,17.227193579854632,1,1]
["Corozal 34.5",2023,0,17.730955644194829,1,1]
["Cotorra 34.5",2023,0,9.8782289727251058,1,1]
["Coveñas 110",2023,139.03737569653529,22.438861823673829,1,1]
["Coveñas 34.5",2023,0,5.9791889160236593,1,1]
["Cuestecitas 500",2023,999.609375,26.917270127030829,1,1]
["El Cortijo 13.8",2023,0,12.956958660143769,1,1]
["El Cortijo 34.5",2023,0,20.908333743662169,1,1]
["El Viajano 34.5",2023,18.389481669736071,11.29755201044396,1,1]
["La Mojana 110",2023,44.584880493061931,29.577462359440201,1,1]
["La Union 34.5",2023,0,9.3559604531280876,1,1]
["La Ye 34.5",2023,0,11.7404331602844,1,1]
["Las Delicias 34.5",2023,0,11.357770122347009,1,1]
["Lorica 34.5",2023,0,21.465808743616599,1,1]
["Magangue 110",2023,75.286978637244644,28.310177965734201,1,1]
["Magangue 13.8",2023,0,4.3978299056962911,1,1]
["Magangue 34.5",2023,17.1875,19.945465596734021,1,1]
["Mompox 110",2023,44.140625,29.560775378245911,1,1]
["Mompox 34.5",2023,14.0625,20.795267643577311,1,1]
["Monteria 110",2023,56.156143355118871,12.124620926712261,1,1]
["Monteria 13.8",2023,0,0.125,1,1]
["Monteria 220",2023,0,32.199326860383373,1,1]
["Monteria 34.5",2023,0,11.115157370315471,1,1]
["Nva Colonia 110",2023,101.8190081025665,26.550219498128531,1,1]
["Nva Monetria 13.8",2023,0,0.125,1,1]
["Nva Monteria 110",2023,57.180590301355323,26.096740838760631,1,1]
["Nva Monteria 34.5",2023,0,14.55196216520096,1,1]
["Nva Toluviejo 110",2023,0,0,1,1]
["Pasacaballos 110",2023,0,0,1,1]
["Pasacaballos 220",2023,0,0,1,1]
["Planeta 110",2023,33.971514607539319,35.670794841119552,1,1]
["Planeta 13.8",2023,0,5.0148389814834218,1,1]
["Planeta 34.5",2023,23.196213561204789,14.22870892525758,1,1]
["Pueblo Nuevo 34.5",2023,0,23.151598797555291,1,1]
["Rio Sinu 110",2023,51.8597905405868,22.261876465982471,1,1]
["Rio Sinu 13.8",2023,25.112871633428739,3.1386417779616309,1,1]
["Rio sinu 34.5",2023,26.275617779182841,8.1664636672260293,1,1]
["Sahagun 13.8",2023,0,19.363709407478861,1,1]
["Sahagun 34.5",2023,33.839010734864132,22.993272612006741,1,1]
["Sahagun 500 kV",2023,999.60842177962377,23.549379131101869,1,1]
["Sampues 13.8",2023,0,3.9141919905407292,1,1]
["Sampues 34.5",2023,0,18.946855905310368,1,1]
["San Andres de Sotavento 13.8",2023,0,5.8505762467989939,1,1]
["San Andres de Sotavento 34.5",2023,0,20.349990240067051,1,1]
["San Antero 34.5",2023,0,19.40261507842196,1,1]
["San Bernardo 34.5",2023,16.875,23.390430247597109,1,1]
["San Marcos 110",2023,44.289591762839109,21.73710098987835,1,1]
["San Marcos 34.5",2023,21.08842257540201,20.426751878047739,1,1]
["San Pelayo 34.5",2023,0,20.68188036652672,1,1]
["Santa Ines 34.5",2023,0,10.95304592344635,1,1]
["Santa Rosa 13.8",2023,0,9.1267192412664002,1,1]
["Santa Rosa 34.5",2023,0,8.2371169687848003,1,1]
["Sierra Flor 110",2023,160.94403596789249,19.991757740727952,1,1]
["Sierra Flor 13.8",2023,49.122707460809423,0.125,1,1]
["Sierra Flor 34.5",2023,33.5707430339653,16.381315194051101,1,1]
["Since 110",2023,77.706627776301332,26.61820405277534,1,1]
["Since 13.8",2023,0,12.240042986620381,1,1]
["Since 34.5",2023,0,20.058342738733739,1,1]
["Talaigua Nuevo 34.5",2023,0,40.036007736073188,1,1]
["Tierra Alta 13.8",2023,0,8.1636387079296995,1,1]
["Tierra Alta 34.5",2023,46.410297935144001,10.913100866820781,1,1]
["Tierralta 110",2023,47.10123176168301,33.787569575572341,1,1]
["Tolu 13.8",2023,31.2273884890601,2.978665290692982,1,1]
["Tolu 34.5",2023,28.91008549110494,8.6895076409665535,1,1]
["Toluviejo 110",2023,198.4227119367757,21.42985265573218,1,1]
["Toluviejo 220",2023,289.38296071006062,31.734059082235341,1,1]
["Uraba 110",2023,107.8866257354838,21.69036769893043,1,1]
["Uraba 220",2023,106.38341102824749,12.904157153827279,1,1]
["Urra 110",2023,63.151757197421936,3.766694206554877,1,1]
["Urra 220",2023,49.319283587691402,14.354841962431991,1,1]
["Valencia 34.5",2023,20.47552984082358,22.191123621599971,1,1]
["Apartado 110",2024,35.14404296875,19.36831018185601,1,1]
["Ayapel 13.8",2024,7.7081412076950073,10.086063419341929,1,1]
["Ayapel 34.5",2024,0,23.761230448660061,1,1]
["Bolivar 220",2024,0,0.2,1,1]
["Bolivar 500",2024,0,21.017395088449049,1,1]
["Bosque 220",2024,0,13.80350213653535,1,1]
["Boston 110",2024,0,16.018996440211371,1,1]
["Boston 13.8",2024,0,0.1,1,1]
["Boston 34.5",2024,7.7449833250238536,11.17340370290732,1,1]
["Caucasia 110",2024,126.9142805180541,31.965804075841621,1,1]
["Centro Alegre 34.5",2024,2.0133018493652339,11.11759407725989,1,1]
["Cerete 110",2024,40.375508941928153,31.02874771283896,1,1]
["Cerete 13.8",2024,0,7.7815668576488797,1,1]
["Cerete 34.5",2024,17.89797412944608,7.4806571890148597,1,1]
["Cerromatoso 110",2024,229.296875,0.125,1,1]
["Cerromatoso 220",2024,8.5554649206784497,7.1956566310592098,1,1]
["Cerromatoso 500",2024,999.60861392246318,11.24239580857359,1,1]
["Chinu 110",2024,276.3000991940678,2.4615775246667231,1,1]
["Chinu 220",2024,31.7657470703125,21.407095609376459,1,1]
["Chinu 500",2024,950,14.437635205697941,1,1]
["Chinu Planta 110",2024,93.367767333984375,0.1575,1,1]
["Chinu Planta 34.5",2024,81.676998138427734,0.125,1,1]
["Cienaga de Oro 34.5",2024,23.13309512023088,21.960173469824451,1,1]
["Colomboy 34.5",2024,0,10.416350767131441,1,1]
["Corozal 13.8",2024,0,16.14233026829061,1,1]
["Corozal 34.5",2024,0,16.131918882933601,1,1]
["Cotorra 34.5",2024,0,9.5279864605342741,1,1]
["Coveñas 110",2024,140.19672870635989,21.614240388336679,1,1]
["Coveñas 34.5",2024,0,4.3284690841071516,1,1]
["Cuestecitas 500",2024,999.609375,21.09166740462204,1,1]
["El Cortijo 13.8",2024,0,6.1437204335837414,1,1]
["El Cortijo 34.5",2024,0,17.780141738251821,1,1]
["El Viajano 34.5",2024,18.027406433430269,10.35514999091941,1,1]
["La Mojana 110",2024,45.059573949401972,29.412010454002431,1,1]
["La Union 34.5",2024,0,9.0753581917459183,1,1]
["La Ye 34.5",2024,0,10.237083882380841,1,1]
["Las Delicias 34.5",2024,0,11.306543171300429,1,1]
["Lorica 34.5",2024,0,21.178692239469179,1,1]
["Magangue 110",2024,59.433341014027967,27.987884432026171,1,1]
["Magangue 13.8",2024,0,2.3594305099413511,1,1]
["Magangue 34.5",2024,17.5,19.446074157164549,1,1]
["Mompox 110",2024,27.587890625,29.371767511876161,1,1]
["Mompox 34.5",2024,14.375,20.392423726393421,1,1]
["Monteria 110",2024,17.08984375,10.72252641116663,1,1]
["Monteria 13.8",2024,0,0.125,1,1]
["Monteria 220",2024,0,31.257514175117709,1,1]
["Monteria 34.5",2024,0,9.6187574172423407,1,1]
["Nva Colonia 110",2024,36.328125,25.67145596062403,1,1]
["Nva Monetria 13.8",2024,0,0.125,1,1]
["Nva Monteria 110",2024,18.0206298828125,24.572034168377922,1,1]
["Nva Monteria 34.5",2024,0,13.489092723113851,1,1]
["Nva Toluviejo 110",2024,0,0,1,1]
["Pasacaballos 110",2024,0,25.838443037573398,1,1]
["Pasacaballos 220",2024,0,0,1,1]
["Planeta 110",2024,34.819126129150391,35.263573713176442,1,1]
["Planeta 13.8",2024,0,2.655229055009642,1,1]
["Planeta 34.5",2024,27.461013793945309,12.984162645365039,1,1]
["Pueblo Nuevo 34.5",2024,0,22.34922095288632,1,1]
["Rio Sinu 110",2024,17.852783203125,21.282719344936432,1,1]
["Rio Sinu 13.8",2024,16.881790161132809,0.80464263169166017,1,1]
["Rio sinu 34.5",2024,17.052536010742191,6.3242740850095203,1,1]
["Sahagun 13.8",2024,0,18.844808744516079,1,1]
["Sahagun 34.5",2024,33.839010734864132,22.809259085556029,1,1]
["Sahagun 500 kV",2024,999.60842177962377,17.905749698993471,1,1]
["Sampues 13.8",2024,0,2.2824856221127612,1,1]
["Sampues 34.5",2024,0,16.551153359572961,1,1]
["San Andres de Sotavento 13.8",2024,0,5.2319581699739084,1,1]
["San Andres de Sotavento 34.5",2024,0,19.907172147094851,1,1]
["San Antero 34.5",2024,0,18.941712841596772,1,1]
["San Bernardo 34.5",2024,16.9970703125,23.261204011563379,1,1]
["San Marcos 110",2024,44.968430139124393,21.448770005676721,1,1]
["San Marcos 34.5",2024,20.5639812513555,20.024795415171031,1,1]
["San Pelayo 34.5",2024,0,20.110377083641929,1,1]
["Santa Ines 34.5",2024,0,10.816012211183081,1,1]
["Santa Rosa 13.8",2024,0,8.821819416448518,1,1]
["Santa Rosa 34.5",2024,0,7.8443924340120441,1,1]
["Sierra Flor 110",2024,156.54296875,17.51597024595603,1,1]
["Sierra Flor 13.8",2024,41.748853730404711,0.125,1,1]
["Sierra Flor 34.5",2024,59.21875,9.1849845297525601,1,1]
["Since 110",2024,68.024759739637375,26.098222349873609,1,1]
["Since 13.8",2024,0,10.901235198427679,1,1]
["Since 34.5",2024,0,19.56979542193465,1,1]
["Talaigua Nuevo 34.5",2024,0,39.887075029558119,1,1]
["Tierra Alta 13.8",2024,0,6.4641582707328924,1,1]
["Tierra Alta 34.5",2024,9.447021484375,9.5376285839476491,1,1]
["Tierralta 110",2024,9.3405097723007202,33.193266733474431,1,1]
["Tolu 13.8",2024,30.920541366795081,2.2576416137148239,1,1]
["Tolu 34.5",2024,28.76708984375,8.3807783786480723,1,1]
["Toluviejo 110",2024,184.27925109863281,20.34669889592907,1,1]
["Toluviejo 220",2024,42.10095428279601,29.45982841125376,1,1]
["Uraba 110",2024,35.17155647277832,19.691814798519879,1,1]
["Uraba 220",2024,9.9734447838982074,11.852194054892729,1,1]
["Urra 110",2024,13.57003496959805,3.1905414434358961,1,1]
["Urra 220",2024,9.2606201174719889,13.34996487378419,1,1]
["Valencia 34.5",2024,9.4769287109375,21.921302710179649,1,1]
["Apartado 110",2025,20.844074852442908,19.367421930192371,1,1]
["Ayapel 13.8",2025,7.2642824480586548,10.093718293264541,1,1]
["Ayapel 34.5",2025,0,23.765152479052801,1,1]
["Bolivar 220",2025,0,0.2,1,1]
["Bolivar 500",2025,0,19.3075024120797,1,1]
["Bosque 220",2025,0,12.85139187580398,1,1]
["Boston 110",2025,0,13.58443358634959,1,1]
["Boston 13.8",2025,0,0.1,1,1]
["Boston 34.5",2025,60.799641035079013,10.305519684495399,1,1]
["Caucasia 110",2025,127.6955305180541,31.987526768277501,1,1]
["Centro Alegre 34.5",2025,2.1177963762492649,11.121545685205209,1,1]
["Cerete 110",2025,25.23469308870509,31.014687412077709,1,1]
["Cerete 13.8",2025,0,7.7926788638849196,1,1]
["Cerete 34.5",2025,19.07368065143039,7.4764103047015196,1,1]
["Cerromatoso 110",2025,228.2118451364056,0.125,1,1]
["Cerromatoso 220",2025,8.5554649206784497,7.1809324048942091,1,1]
["Cerromatoso 500",2025,999.60861392246318,10.47830232515364,1,1]
["Chinu 110",2025,320.82779081224982,0.2,1,1]
["Chinu 220",2025,96.038307217924057,20.697866472958779,1,1]
["Chinu 500",2025,999.60680454315639,14.07078973993961,1,1]
["Chinu Planta 110",2025,94.730705897061199,0.1575,1,1]
["Chinu Planta 34.5",2025,82.663866690409321,0.125,1,1]
["Cienaga de Oro 34.5",2025,21.670097105722281,21.964494721499399,1,1]
["Colomboy 34.5",2025,0,10.42084757271933,1,1]
["Corozal 13.8",2025,0,16.004991133673052,1,1]
["Corozal 34.5",2025,0,15.72868263772973,1,1]
["Cotorra 34.5",2025,0,9.5303947834464413,1,1]
["Coveñas 110",2025,83.481176194817806,18.837048332982199,1,1]
["Coveñas 34.5",2025,0,1.1952800111368911,1,1]
["Cuestecitas 500",2025,999.609375,21.493994632876529,1,1]
["El Cortijo 13.8",2025,0,5.7525562266098298,1,1]
["El Cortijo 34.5",2025,0,17.55086046225037,1,1]
["El Viajano 34.5",2025,17.527474716467189,10.3605209870368,1,1]
["La Mojana 110",2025,51.618463114643511,29.185006534726451,1,1]
["La Union 34.5",2025,0,8.8313495946034664,1,1]
["La Ye 34.5",2025,0,10.241253674421349,1,1]
["Las Delicias 34.5",2025,0,11.310445924874911,1,1]
["Lorica 34.5",2025,0,21.079392919208651,1,1]
["Magangue 110",2025,79.718631580950841,27.942739853477441,1,1]
["Magangue 13.8",2025,0,2.2673877004651888,1,1]
["Magangue 34.5",2025,17.5,19.43489073873436,1,1]
["Mompox 110",2025,47.119140625,29.201634784182701,1,1]
["Mompox 34.5",2025,22.8125,19.26146482241252,1,1]
["Monteria 110",2025,23.798794798474649,10.70050260823492,1,1]
["Monteria 13.8",2025,0,0.125,1,1]
["Monteria 220",2025,0,31.172669049958571,1,1]
["Monteria 34.5",2025,0,9.6209711721317799,1,1]
["Nva Colonia 110",2025,21.50528512403838,25.670266168022629,1,1]
["Nva Monetria 13.8",2025,0,0.125,1,1]
["Nva Monteria 110",2025,24.118934469173539,24.545686673667021,1,1]
["Nva Monteria 34.5",2025,0,13.48817546405402,1,1]
["Nva Toluviejo 110",2025,175,15.05446856371502,1,1]
["Pasacaballos 110",2025,0,24.17191858540837,1,1]
["Pasacaballos 220",2025,0,0,1,1]
["Planeta 110",2025,37.877764607539319,35.27854767112958,1,1]
["Planeta 13.8",2025,0,2.7251158111205598,1,1]
["Planeta 34.5",2025,28.821213561204789,13.02114867854918,1,1]
["Pueblo Nuevo 34.5",2025,0,22.356836261443661,1,1]
["Rio Sinu 110",2025,25.69742145272005,21.274155416317281,1,1]
["Rio Sinu 13.8",2025,20.457345614022881,0.80694467330776121,1,1]
["Rio sinu 34.5",2025,21.401291641968061,6.3231634432177586,1,1]
["Sahagun 13.8",2025,0,18.85088814317394,1,1]
["Sahagun 34.5",2025,34.464010734864132,22.810994099397568,1,1]
["Sahagun 500 kV",2025,999.60842177962377,17.6708573134168,1,1]
["Sampues 13.8",2025,0,2.2631086059944199,1,1]
["Sampues 34.5",2025,0,16.468500405930659,1,1]
["San Andres de Sotavento 13.8",2025,0,5.2360465243823073,1,1]
["San Andres de Sotavento 34.5",2025,0,19.899150876889191,1,1]
["San Antero 34.5",2025,0,18.630323570753919,1,1]
["San Bernardo 34.5",2025,17.1875,23.254146938787969,1,1]
["San Marcos 110",2025,51.711466762839109,20.992976785491269,1,1]
["San Marcos 34.5",2025,27.1264812513555,17.721377217942429,1,1]
["San Pelayo 34.5",2025,0,20.113519375476411,1,1]
["Santa Ines 34.5",2025,0,10.762512420617229,1,1]
["Santa Rosa 13.8",2025,0,8.8108894717889257,1,1]
["Santa Rosa 34.5",2025,0,7.7474791321863252,1,1]
["Sierra Flor 110",2025,195.09465693917889,12.90084223142199,1,1]
["Sierra Flor 13.8",2025,42.686353730404711,0.125,1,1]
["Sierra Flor 34.5",2025,61.3832430339653,8.1534978133205094,1,1]
["Since 110",2025,71.791762292493019,25.476331476789909,1,1]
["Since 13.8",2025,0,3.8412059697028522,1,1]
["Since 34.5",2025,0,16.437570749225021,1,1]
["Talaigua Nuevo 34.5",2025,0,39.847264729101603,1,1]
["Tierra Alta 13.8",2025,0,6.4798826693850913,1,1]
["Tierra Alta 34.5",2025,10.15225267331275,9.5487474968235198,1,1]
["Tierralta 110",2025,10.303394447868159,33.196862226017991,1,1]
["Tolu 13.8",2025,32.631769692839043,2.075789696967945,1,1]
["Tolu 34.5",2025,28.91008549110494,8.2183965326844994,1,1]
["Toluviejo 110",2025,175.38323096838781,11.956513870941119,1,1]
["Toluviejo 220",2025,153.59574017751521,25.279322019251019,1,1]
["Uraba 110",2025,20.228742325403211,19.684256827408191,1,1]
["Uraba 220",2025,9.9734447838982074,11.84235999649465,1,1]
["Urra 110",2025,13.81444688693605,3.1968407966720811,1,1]
["Urra 220",2025,9.2606201174719889,13.351258855298999,1,1]
["Valencia 34.5",2025,10.23776492041179,21.924590655129691,1,1]
["Apartado 110",2026,21.96502685546875,19.303197493588652,1,1]
["Ayapel 13.8",2026,8.0206412076950073,10.07356588814006,1,1]
["Ayapel 34.5",2026,0,23.754810683986019,1,1]
["Bolivar 220",2026,0,0.2,1,1]
["Bolivar 500",2026,0,19.123853146445391,1,1]
["Bosque 220",2026,0,12.66377400212814,1,1]
["Boston 110",2026,0,13.304047457062699,1,1]
["Boston 13.8",2026,0,0.1,1,1]
["Boston 34.5",2026,60.399820517539503,10.079691167450751,1,1]
["Caucasia 110",2026,128.08615551805411,31.900522356170459,1,1]
["Centro Alegre 34.5",2026,2.0133018493652339,11.11022519474454,1,1]
["Cerete 110",2026,50.234693088705093,30.88324893477057,1,1]
["Cerete 13.8",2026,0,7.5439206129915384,1,1]
["Cerete 34.5",2026,22.4310302734375,7.2659476934559599,1,1]
["Cerromatoso 110",2026,229.296875,0.125,1,1]
["Cerromatoso 220",2026,8.5554649206784497,7.0330016355999998,1,1]
["Cerromatoso 500",2026,999.60861392246318,10.110227397833141,1,1]
["Chinu 110",2026,302.6214599609375,0.2,1,1]
["Chinu 220",2026,100.5157470703125,20.245268060360651,1,1]
["Chinu 500",2026,999.609375,11.93738156625863,1,1]
["Chinu Planta 110",2026,95.711517333984375,0.1575,1,1]
["Chinu Planta 34.5",2026,69.916816326426883,0.125,1,1]
["Cienaga de Oro 34.5",2026,21.46863833760823,21.92330459503264,1,1]
["Colomboy 34.5",2026,0,10.39516121528991,1,1]
["Corozal 13.8",2026,0,15.869270935171,1,1]
["Corozal 34.5",2026,0,15.58878098579796,1,1]
["Cotorra 34.5",2026,0,9.4883655426040328,1,1]
["Coveñas 110",2026,84.337094612419605,18.65703757346536,1,1]
["Coveñas 34.5",2026,0,0.85907553242185841,1,1]
["Cuestecitas 500",2026,999.609375,21.385225445134481,1,1]
["El Cortijo 13.8",2026,0,5.4570485344328183,1,1]
["El Cortijo 34.5",2026,0,17.43649542909445,1,1]
["El Viajano 34.5",2026,17.631695372953828,10.335421731602059,1,1]
["La Mojana 110",2026,57.559573949401972,29.124245803571061,1,1]
["La Union 34.5",2026,0,8.0875478771575402,1,1]
["La Ye 34.5",2026,0,10.21212688539188,1,1]
["Las Delicias 34.5",2026,0,11.300156814831119,1,1]
["Lorica 34.5",2026,0,21.024041655597241,1,1]
["Magangue 110",2026,84.433341014027974,27.856302653869761,1,1]
["Magangue 13.8",2026,0,1.777263303039931,1,1]
["Magangue 34.5",2026,17.8125,19.31903068366023,1,1]
["Mompox 110",2026,47.509765625,29.156958763235352,1,1]
["Mompox 34.5",2026,23.125,19.159419682656381,1,1]
["Monteria 110",2026,26.46484375,10.502474698006949,1,1]
["Monteria 13.8",2026,0,0.125,1,1]
["Monteria 220",2026,0,31.043125645524469,1,1]
["Monteria 34.5",2026,0,9.4093560264038203,1,1]
["Nva Colonia 110",2026,22.705078125,25.603792368281191,1,1]
["Nva Monetria 13.8",2026,0,0.125,1,1]
["Nva Monteria 110",2026,27.3956298828125,24.33145815756448,1,1]
["Nva Monteria 34.5",2026,0,13.329549744442479,1,1]
["Nva Toluviejo 110",2026,187.5,14.71609867279885,1,1]
["Pasacaballos 110",2026,0,24.05402695817644,1,1]
["Pasacaballos 220",2026,0,0,1,1]
["Planeta 110",2026,37.944126129150391,35.231260807556282,1,1]
["Planeta 13.8",2026,0,2.500307791291529,1,1]
["Planeta 34.5",2026,29.023513793945309,12.90477203843124,1,1]
["Pueblo Nuevo 34.5",2026,0,22.327698156937949,1,1]
["Rio Sinu 110",2026,27.227783203125,21.13519331169832,1,1]
["Rio Sinu 13.8",2026,18.131790161132809,0.47656336093693952,1,1]
["Rio sinu 34.5",2026,19.552536010742191,6.0682534955833098,1,1]
["Sahagun 13.8",2026,0,18.74661755022079,1,1]
["Sahagun 34.5",2026,34.6258544921875,22.773854644122508,1,1]
["Sahagun 500 kV",2026,999.60842177962377,17.240977853751168,1,1]
["Sampues 13.8",2026,0,2.09342908072828,1,1]
["Sampues 34.5",2026,0,16.32512257949222,1,1]
["San Andres de Sotavento 13.8",2026,0,5.1124976494565093,1,1]
["San Andres de Sotavento 34.5",2026,0,19.811462735926071,1,1]
["San Antero 34.5",2026,0,18.5403907125209,1,1]
["San Bernardo 34.5",2026,18.59375,23.22950019500378,1,1]
["San Marcos 110",2026,51.999680139124393,20.861042659467451,1,1]
["San Marcos 34.5",2026,28.97168570198119,17.375200759635899,1,1]
["San Pelayo 34.5",2026,0,20.043972998059861,1,1]
["Santa Ines 34.5",2026,0,10.5787892295085,1,1]
["Santa Rosa 13.8",2026,0,8.6991183209571332,1,1]
["Santa Rosa 34.5",2026,0,7.4277586889128902,1,1]
["Sierra Flor 110",2026,195.09465693917889,12.62780987790507,1,1]
["Sierra Flor 13.8",2026,42.686353730404711,0.125,1,1]
["Sierra Flor 34.5",2026,61.71875,7.9017608475816594,1,1]
["Since 110",2026,86.774759739637375,25.260417154218342,1,1]
["Since 13.8",2026,0,3.2548657644296921,1,1]
["Since 34.5",2026,0,15.864481798747921,1,1]
["Talaigua Nuevo 34.5",2026,0,39.821787395804712,1,1]
["Tierra Alta 13.8",2026,0,6.2729519308859976,1,1]
["Tierra Alta 34.5",2026,9.447021484375,9.3754870393371892,1,1]
["Tierralta 110",2026,9.3405097723007202,33.120380592306482,1,1]
["Tolu 13.8",2026,32.7734375,1.945608069669079,1,1]
["Tolu 34.5",2026,28.76708984375,8.1622317837624685,1,1]
["Toluviejo 110",2026,187.40425109863281,11.693465647581201,1,1]
["Toluviejo 220",2026,167.10095428279601,25.082473998848009,1,1]
["Uraba 110",2026,21.98222279548645,19.549524413388031,1,1]
["Uraba 220",2026,9.9734447838982074,11.749359645797179,1,1]
["Urra 110",2026,13.57003496959806,3.1245345415721628,1,1]
["Urra 220",2026,9.2606201174719889,13.234556866055669,1,1]
["Valencia 34.5",2026,9.4769287109375,21.890104716219049,1,1]
["Apartado 110",2027,20.844074852442908,19.32551453628496,1,1]
["Ayapel 13.8",2027,7.8892824480586548,10.08241608120129,1,1]
["Ayapel 34.5",2027,0,23.75934687116953,1,1]
["Bolivar 220",2027,0,0.2,1,1]
["Bolivar 500",2027,0,19.008187314855981,1,1]
["Bosque 220",2027,0,12.65634830709336,1,1]
["Boston 110",2027,0,13.332383954045699,1,1]
["Boston 13.8",2027,0,0.1,1,1]
["Boston 34.5",2027,60.199910258769748,10.199619477551421,1,1]
["Caucasia 110",2027,128.47678051805411,31.929546124061918,1,1]
["Centro Alegre 34.5",2027,2.4302963762492649,11.11513724727982,1,1]
["Cerete 110",2027,28.257014862396609,30.920065630922419,1,1]
["Cerete 13.8",2027,0,7.6457177631376894,1,1]
["Cerete 34.5",2027,21.573680651430401,7.3409331528034194,1,1]
["Cerromatoso 110",2027,234.4618451364056,0.125,1,1]
["Cerromatoso 220",2027,8.5554649206784497,7.0455567659544496,1,1]
["Cerromatoso 500",2027,999.60861392246318,9.5075348811335409,1,1]
["Chinu 110",2027,345.69844849783573,0.2,1,1]
["Chinu 220",2027,114.7883072179241,20.16438474727288,1,1]
["Chinu 500",2027,699.82223510742188,10.605395201155121,1,1]
["Chinu Planta 110",2027,98.636955897061199,0.1575,1,1]
["Chinu Planta 34.5",2027,79.916816326426883,0.125,1,1]
["Cienaga de Oro 34.5",2027,20.939429621968781,21.940720138900801,1,1]
["Colomboy 34.5",2027,0,10.4061704176634,1,1]
["Corozal 13.8",2027,0,15.976023631618551,1,1]
["Corozal 34.5",2027,0,15.68218564343301,1,1]
["Cotorra 34.5",2027,0,9.5059567993483647,1,1]
["Coveñas 110",2027,86.606176194817806,18.691807473721781,1,1]
["Coveñas 34.5",2027,0,1.0426898931039621,1,1]
["Cuestecitas 500",2027,999.609375,21.364418612992861,1,1]
["El Cortijo 13.8",2027,0,5.6702205379857809,1,1]
["El Cortijo 34.5",2027,0,17.514333111231458,1,1]
["El Viajano 34.5",2027,17.25360792402239,10.346198012173881,1,1]
["La Mojana 110",2027,59.430963114643497,29.140343344189759,1,1]
["La Union 34.5",2027,0,8.1183426193373087,1,1]
["La Ye 34.5",2027,0,10.224563513822149,1,1]
["Las Delicias 34.5",2027,0,11.30467056387408,1,1]
["Lorica 34.5",2027,0,21.076225505569759,1,1]
["Magangue 110",2027,85.203868011754508,27.878147906154648,1,1]
["Magangue 13.8",2027,0,1.917604264229301,1,1]
["Magangue 34.5",2027,17.5341796875,19.353705219712261,1,1]
["Mompox 110",2027,47.900390625,29.171278579693428,1,1]
["Mompox 34.5",2027,23.4375,19.1954261787515,1,1]
["Monteria 110",2027,26.923794798474649,10.55550252072892,1,1]
["Monteria 13.8",2027,0,0.125,1,1]
["Monteria 220",2027,0,31.059547247748451,1,1]
["Monteria 34.5",2027,0,9.4882416791014492,1,1]
["Nva Colonia 110",2027,21.50528512403838,25.62672005747315,1,1]
["Nva Monetria 13.8",2027,0,0.125,1,1]
["Nva Monteria 110",2027,27.243934469173539,24.3861165607392,1,1]
["Nva Monteria 34.5",2027,0,13.39024159328457,1,1]
["Nva Toluviejo 110",2027,196.875,14.17265570189306,1,1]
["Pasacaballos 110",2027,0,14.480720818097639,1,1]
["Pasacaballos 220",2027,0,22.555445106099029,1,1]
["Planeta 110",2027,38.659014607539319,35.250215130749361,1,1]
["Planeta 13.8",2027,0,2.5903952767379899,1,1]
["Planeta 34.5",2027,29.446213561204789,12.952274787246919,1,1]
["Pueblo Nuevo 34.5",2027,0,22.340180567734532,1,1]
["Rio Sinu 110",2027,28.82242145272005,21.178917497738631,1,1]
["Rio Sinu 13.8",2027,15.66438175188563,0.60035337233444963,1,1]
["Rio sinu 34.5",2027,16.09585884418588,6.1602881950774808,1,1]
["Sahagun 13.8",2027,0,18.793215534560591,1,1]
["Sahagun 34.5",2027,34.776510734864132,22.790385893471441,1,1]
["Sahagun 500 kV",2027,999.60842177962377,15.91397384743725,1,1]
["Sampues 13.8",2027,0,2.1825258552630409,1,1]
["Sampues 34.5",2027,0,16.39341317341496,1,1]
["San Andres de Sotavento 13.8",2027,0,5.1671648050331038,1,1]
["San Andres de Sotavento 34.5",2027,0,19.848402014737839,1,1]
["San Antero 34.5",2027,0,18.618344105861969,1,1]
["San Bernardo 34.5",2027,18.90625,23.254308718719159,1,1]
["San Marcos 110",2027,53.273966762839109,20.887874205838621,1,1]
["San Marcos 34.5",2027,29.022919337250642,17.42756447274461,1,1]
["San Pelayo 34.5",2027,0,20.07238480713573,1,1]
["Santa Ines 34.5",2027,0,10.592666267910291,1,1]
["Santa Rosa 13.8",2027,0,8.7272774183623394,1,1]
["Santa Rosa 34.5",2027,0,7.4634890566261802,1,1]
["Sierra Flor 110",2027,198.21965693917889,12.577829983177351,1,1]
["Sierra Flor 13.8",2027,43.311353730404711,0.125,1,1]
["Sierra Flor 34.5",2027,62.6332430339653,8.0648659085540686,1,1]
["Since 110",2027,88.198012292493019,25.295771351147302,1,1]
["Since 13.8",2027,0,3.3882708849834589,1,1]
["Since 34.5",2027,0,15.921624992961121,1,1]
["Talaigua Nuevo 34.5",2027,0,39.833133377191778,1,1]
["Tierra Alta 13.8",2027,0,6.354679088545339,1,1]
["Tierra Alta 34.5",2027,10.15225267331275,9.4420142243133292,1,1]
["Tierralta 110",2027,10.303394447868159,33.14851125588666,1,1]
["Tolu 13.8",2027,32.944269692839043,2.1063434362070752,1,1]
["Tolu 34.5",2027,28.91008549110494,8.2267737905583154,1,1]
["Toluviejo 110",2027,197.25823096838781,11.45142719731655,1,1]
["Toluviejo 220",2027,52.633135981135887,25.013095176141231,1,1]
["Uraba 110",2027,20.228742325403211,19.592743366859409,1,1]
["Uraba 220",2027,9.9734447838982074,11.776184214563621,1,1]
["Urra 110",2027,13.81444688693605,3.151606618427341,1,1]
["Urra 220",2027,9.2606201174719889,13.26608464324708,1,1]
["Valencia 34.5",2027,10.23776492041179,21.904337638368471,1,1]
["Apartado 110",2028,21.96502685546875,19.331783230801101,1,1]
["Ayapel 13.8",2028,8.0206412076950073,10.084390536097249,1,1]
["Ayapel 34.5",2028,0,23.76035986595484,1,1]
["Bolivar 220",2028,0,0.2,1,1]
["Bolivar 500",2028,0,18.992223263344481,1,1]
["Bosque 220",2028,0,12.68370841339852,1,1]
["Boston 110",2028,0,13.35914722314787,1,1]
["Boston 13.8",2028,0,0.1,1,1]
["Boston 34.5",2028,59.474955129384867,10.22366374124014,1,1]
["Caucasia 110",2028,128.47678051805411,31.937628644671921,1,1]
["Centro Alegre 34.5",2028,2.3258018493652339,11.116249476907051,1,1]
["Cerete 110",2028,28.257014862396609,30.932213942336549,1,1]
["Cerete 13.8",2028,0,7.6707851930698396,1,1]
["Cerete 34.5",2028,25.198987064723038,7.3613627955128802,1,1]
["Cerromatoso 110",2028,235.546875,0.125,1,1]
["Cerromatoso 220",2028,8.5554649206784497,7.0574276989032203,1,1]
["Cerromatoso 500",2028,999.60861392246318,9.50523500450781,1,1]
["Chinu 110",2028,346.3714599609375,0.2,1,1]
["Chinu 220",2028,106.7657470703125,20.187656989635961,1,1]
["Chinu 500",2028,899.82223510742188,10.60154028289347,1,1]
["Chinu Planta 110",2028,98.836517333984375,0.1575,1,1]
["Chinu Planta 34.5",2028,79.916816326426883,0.125,1,1]
["Cienaga de Oro 34.5",2028,31.10147875320617,21.944882649221821,1,1]
["Colomboy 34.5",2028,0,10.40875119964587,1,1]
["Corozal 13.8",2028,0,15.99134684408641,1,1]
["Corozal 34.5",2028,0,15.69763124038756,1,1]
["Cotorra 34.5",2028,0,9.510218818552076,1,1]
["Coveñas 110",2028,87.462094612419605,18.711363062942059,1,1]
["Coveñas 34.5",2028,0,1.0808756693167889,1,1]
["Cuestecitas 500",2028,999.609375,21.372964794965569,1,1]
["El Cortijo 13.8",2028,0,5.7027391569422008,1,1]
["El Cortijo 34.5",2028,0,17.526814490365279,1,1]
["El Viajano 34.5",2028,17.356200132751429,10.34870654488957,1,1]
["La Mojana 110",2028,53.51241640608464,29.144130943461459,1,1]
["La Union 34.5",2028,0,8.1254182869010876,1,1]
["La Ye 34.5",2028,0,10.227500155275481,1,1]
["Las Delicias 34.5",2028,0,11.30567842957405,1,1]
["Lorica 34.5",2028,0,21.082803552091811,1,1]
["Magangue 110",2028,72.230084695594243,27.883478719290579,1,1]
["Magangue 13.8",2028,0,1.95122134011816,1,1]
["Magangue 34.5",2028,17.8466796875,19.361954898650321,1,1]
["Mompox 110",2028,48.681640625,29.174650320184799,1,1]
["Mompox 34.5",2028,23.75,19.203806602670099,1,1]
["Monteria 110",2028,26.46484375,10.57395937834564,1,1]
["Monteria 13.8",2028,0,0.125,1,1]
["Monteria 220",2028,0,31.07033190381653,1,1]
["Monteria 34.5",2028,0,9.5093565768104895,1,1]
["Nva Colonia 110",2028,22.705078125,25.63319657694603,1,1]
["Nva Monetria 13.8",2028,0,0.125,1,1]
["Nva Monteria 110",2028,27.3956298828125,24.405896928142042,1,1]
["Nva Monteria 34.5",2028,0,13.406264292959881,1,1]
["Nva Toluviejo 110",2028,181.640625,14.208276236107089,1,1]
["Pasacaballos 110",2028,0,14.526527791373651,1,1]
["Pasacaballos 220",2028,0,22.58244266550658,1,1]
["Planeta 110",2028,39.506626129150391,35.254775266069977,1,1]
["Planeta 13.8",2028,0,2.612091400609831,1,1]
["Planeta 34.5",2028,29.648513793945309,12.96354950663768,1,1]
["Pueblo Nuevo 34.5",2028,0,22.343069985886348,1,1]
["Rio Sinu 110",2028,27.227783203125,21.19229921205055,1,1]
["Rio Sinu 13.8",2028,12.815895080566399,0.63338634403710969,1,1]
["Rio sinu 34.5",2028,13.44236850738525,6.1855816535917008,1,1]
["Sahagun 13.8",2028,0,18.803390406662171,1,1]
["Sahagun 34.5",2028,35.089010734864132,22.794006917577239,1,1]
["Sahagun 500 kV",2028,999.60842177962377,15.924696809477769,1,1]
["Sampues 13.8",2028,0,2.1995545803790999,1,1]
["Sampues 34.5",2028,0,16.407322626487861,1,1]
["San Andres de Sotavento 13.8",2028,0,5.1791680427082092,1,1]
["San Andres de Sotavento 34.5",2028,0,19.85674558553298,1,1]
["San Antero 34.5",2028,0,18.628929804213701,1,1]
["San Bernardo 34.5",2028,18.90625,23.25726171545973,1,1]
["San Marcos 110",2028,53.952805139124393,20.894489692533671,1,1]
["San Marcos 34.5",2028,29.28418570198119,17.439887732700651,1,1]
["San Pelayo 34.5",2028,0,20.07938821066961,1,1]
["Santa Ines 34.5",2028,0,10.595776183992321,1,1]
["Santa Rosa 13.8",2028,0,8.733460675418943,1,1]
["Santa Rosa 34.5",2028,0,7.4716315785823202,1,1]
["Sierra Flor 110",2028,198.21965693917889,12.60567355524844,1,1]
["Sierra Flor 13.8",2028,43.623853730404711,0.125,1,1]
["Sierra Flor 34.5",2028,63.28125,8.0929300879255592,1,1]
["Since 110",2028,88.337259739637375,25.305079841106011,1,1]
["Since 13.8",2028,0,3.4212208599870308,1,1]
["Since 34.5",2028,0,15.93530101457872,1,1]
["Talaigua Nuevo 34.5",2028,0,39.835708056292503,1,1]
["Tierra Alta 13.8",2028,0,6.3754683992167713,1,1]
["Tierra Alta 34.5",2028,9.447021484375,9.4593034913034408,1,1]
["Tierralta 110",2028,9.3405097723007202,33.156064576938263,1,1]
["Tolu 13.8",2028,33.0859375,2.123149209517798,1,1]
["Tolu 34.5",2028,29.07958984375,8.2339842426284431,1,1]
["Toluviejo 110",2028,181.54786825180051,11.480655874910861,1,1]
["Toluviejo 220",2028,52.633135981135887,25.03319235008907,1,1]
["Uraba 110",2028,21.98222279548645,19.605700433226161,1,1]
["Uraba 220",2028,9.9734447838982074,11.78493685929463,1,1]
["Urra 110",2028,13.57003496959806,3.1587356015564758,1,1]
["Urra 220",2028,9.2606201174719889,13.276792990030801,1,1]
["Valencia 34.5",2028,9.4769287109375,21.907844451651489,1,1]
["Apartado 110",2029,19.775390625,19.325872300212531,1,1]
["Ayapel 13.8",2029,8.41796875,10.082573083117881,1,1]
["Ayapel 34.5",2029,0,23.759427414242399,1,1]
["Bolivar 220",2029,0,0.2,1,1]
["Bolivar 500",2029,0,19.00868787544082,1,1]
["Bosque 220",2029,0,12.65750394502202,1,1]
["Boston 110",2029,0,13.33357035359229,1,1]
["Boston 13.8",2029,0,0.1,1,1]
["Boston 34.5",2029,58.866362781591597,10.200670473744919,1,1]
["Caucasia 110",2029,128.86740551805411,31.93017707614565,1,1]
["Centro Alegre 34.5",2029,2.596282958984375,11.11522272587823,1,1]
["Cerete 110",2029,42.6177978515625,30.920663293300329,1,1]
["Cerete 13.8",2029,0,7.6469354906575191,1,1]
["Cerete 34.5",2029,46.192105040714402,7.3419356200609602,1,1]
["Cerromatoso 110",2029,237.5,0.125,1,1]
["Cerromatoso 220",2029,8.5554649206784497,7.0463754330628792,1,1]
["Cerromatoso 500",2029,999.60861392246318,9.5061346278580885,1,1]
["Chinu 110",2029,355.2734375,0.2,1,1]
["Chinu 220",2029,117.08984375,20.16549873731217,1,1]
["Chinu 500",2029,899.82223510742188,10.605362260451839,1,1]
["Chinu Planta 110",2029,100.29296875,0.1575,1,1]
["Chinu Planta 34.5",2029,79.916816326426883,0.125,1,1]
["Cienaga de Oro 34.5",2029,31.645965576171879,21.94093998874834,1,1]
["Colomboy 34.5",2029,0,10.406323378892781,1,1]
["Corozal 13.8",2029,0,15.976678817616509,1,1]
["Corozal 34.5",2029,0,15.682850713339221,1,1]
["Cotorra 34.5",2029,0,9.506164558478897,1,1]
["Coveñas 110",2029,89.415478706359863,18.692629512604899,1,1]
["Coveñas 34.5",2029,0,1.0442784109087311,1,1]
["Cuestecitas 500",2029,999.609375,21.363808804217172,1,1]
["El Cortijo 13.8",2029,0,5.6716176293095586,1,1]
["El Cortijo 34.5",2029,0,17.51487343671921,1,1]
["El Viajano 34.5",2029,17.03906916081905,10.346356485242239,1,1]
["La Mojana 110",2029,54.294955730438232,29.140518446052411,1,1]
["La Union 34.5",2029,0,8.1186709661780654,1,1]
["La Ye 34.5",2029,0,10.22472860301265,1,1]
["Las Delicias 34.5",2029,0,11.304750699517941,1,1]
["Lorica 34.5",2029,0,21.076497687980599,1,1]
["Magangue 110",2029,88.065862655639648,27.878394576184022,1,1]
["Magangue 13.8",2029,0,1.919158683477171,1,1]
["Magangue 34.5",2029,17.567825317382809,19.354088394639081,1,1]
["Mompox 110",2029,49.072265625,29.171434452687009,1,1]
["Mompox 34.5",2029,24.0625,19.195813393264331,1,1]
["Monteria 110",2029,27.34375,10.556411051558291,1,1]
["Monteria 13.8",2029,0,0.125,1,1]
["Monteria 220",2029,0,31.060092317581489,1,1]
["Monteria 34.5",2029,0,9.4892791831648893,1,1]
["Nva Colonia 110",2029,21.875,25.62708967573052,1,1]
["Nva Monetria 13.8",2029,0,0.125,1,1]
["Nva Monteria 110",2029,25.7080078125,24.387090520199131,1,1]
["Nva Monteria 34.5",2029,0,13.39102773064567,1,1]
["Nva Toluviejo 110",2029,181.55310750007629,14.17413588085733,1,1]
["Pasacaballos 110",2029,0,14.48201659723957,1,1]
["Pasacaballos 220",2029,0,22.556316962779061,1,1]
["Planeta 110",2029,39.72930908203125,35.250565892621232,1,1]
["Planeta 13.8",2029,0,2.5920581942860892,1,1]
["Planeta 34.5",2029,30.37841796875,12.9531339886412,1,1]
["Pueblo Nuevo 34.5",2029,0,22.34037761727874,1,1]
["Rio Sinu 110",2029,28.564453125,21.179581458999401,1,1]
["Rio Sinu 13.8",2029,9.765625,0.60199113151173123,1,1]
["Rio sinu 34.5",2029,10.6103515625,6.1615358172887076,1,1]
["Sahagun 13.8",2029,0,18.793684852177801,1,1]
["Sahagun 34.5",2029,35.3125,22.790553500950999,1,1]
["Sahagun 500 kV",2029,999.60861056679437,15.914407321505729,1,1]
["Sampues 13.8",2029,0,2.1832955315159288,1,1]
["Sampues 34.5",2029,0,16.394047821125621,1,1]
["San Andres de Sotavento 13.8",2029,0,5.1677184581575171,1,1]
["San Andres de Sotavento 34.5",2029,0,19.848789232596129,1,1]
["San Antero 34.5",2029,0,18.618783514635201,1,1]
["San Bernardo 34.5",2029,18.90625,23.254430564710461,1,1]
["San Marcos 110",2029,54.645943641662598,20.888180498425779,1,1]
["San Marcos 34.5",2029,29.0625,17.42813413368766,1,1]
["San Pelayo 34.5",2029,0,20.07272660119019,1,1]
["Santa Ines 34.5",2029,0,10.59281026763329,1,1]
["Santa Rosa 13.8",2029,0,8.7275625786359665,1,1]
["Santa Rosa 34.5",2029,0,7.4638670014136057,1,1]
["Sierra Flor 110",2029,198.4375,12.57902114357972,1,1]
["Sierra Flor 13.8",2029,44.0625,0.125,1,1]
["Sierra Flor 34.5",2029,63.75,8.0660536728014307,1,1]
["Since 110",2029,90.743064880371094,25.296203008110229,1,1]
["Since 13.8",2029,0,3.3898049018344909,1,1]
["Since 34.5",2029,0,15.922257271001479,1,1]
["Talaigua Nuevo 34.5",2029,0,39.833252617553278,1,1]
["Tierra Alta 13.8",2029,0,6.3558439869296883,1,1]
["Tierra Alta 34.5",2029,10.5859375,9.4429779940692296,1,1]
["Tierralta 110",2029,10.293960571289061,33.148931951319078,1,1]
["Tolu 13.8",2029,33.4375,2.1069995401672279,1,1]
["Tolu 34.5",2029,28.76708984375,8.2270567732133415,1,1]
["Toluviejo 110",2029,181.15425109863281,11.452621434886099,1,1]
["Toluviejo 220",2029,52.633135981135887,25.013924064681269,1,1]
["Uraba 110",2029,23.149490356445309,19.593475573958951,1,1]
["Uraba 220",2029,9.9734447838982074,11.776677643642779,1,1]
["Urra 110",2029,13.424111902713779,3.1520280366567239,1,1]
["Urra 220",2029,9.2606201174719889,13.266760877201479,1,1]
["Valencia 34.5",2029,9.70703125,21.904534098930689,1,1]
["Apartado 110",2030,22.900390625,18.562529964761691,1,1]
["Ayapel 13.8",2030,8.1549072265625,10.08484076686771,1,1]
["Ayapel 34.5",2030,0,23.76059077058056,1,1]
["Bolivar 220",2030,0,0.2,1,1]
["Bolivar 500",2030,0,19.01650087480045,1,1]
["Bosque 220",2030,0,12.6713905112271,1,1]
["Boston 110",2030,0,13.36130198732466,1,1]
["Boston 13.8",2030,0,0.1,1,1]
["Boston 34.5",2030,58.276788944666862,10.228022108028959,1,1]
["Caucasia 110",2030,128.86740551805411,31.939185486063181,1,1]
["Centro Alegre 34.5",2030,2.596282958984375,11.11679086526456,1,1]
["Cerete 110",2030,57.5,30.943955255552911,1,1]
["Cerete 13.8",2030,0,7.7409250450880407,1,1]
["Cerete 34.5",2030,46.192105040714402,7.4041774471700901,1,1]
["Cerromatoso 110",2030,240.625,0.125,1,1]
["Cerromatoso 220",2030,21.99249267578125,7.0160223000468207,1,1]
["Cerromatoso 500",2030,999.60861392246318,9.47981355209048,1,1]
["Chinu 110",2030,367.7734375,0.2,1,1]
["Chinu 220",2030,123.33984375,20.161937954168291,1,1]
["Chinu 500",2030,999.60868060588837,10.593350816887799,1,1]
["Chinu Planta 110",2030,101.85546875,0.1575,1,1]
["Chinu Planta 34.5",2030,79.916816326426883,0.125,1,1]
["Cienaga de Oro 34.5",2030,31.131173237467141,21.95574198906672,1,1]
["Colomboy 34.5",2030,0,10.41410155547924,1,1]
["Corozal 13.8",2030,0,15.99472571381042,1,1]
["Corozal 34.5",2030,0,15.70083167168589,1,1]
["Cotorra 34.5",2030,0,9.5226418276160256,1,1]
["Coveñas 110",2030,90.977978706359863,18.713753196845548,1,1]
["Coveñas 34.5",2030,0,1.08721214278038,1,1]
["Cuestecitas 500",2030,999.609375,21.36965680233547,1,1]
["El Cortijo 13.8",2030,0,5.7108830609173502,1,1]
["El Cortijo 34.5",2030,0,17.529922668457459,1,1]
["El Viajano 34.5",2030,16.772833705181259,10.353028661895941,1,1]
["La Mojana 110",2030,55.076205730438232,29.14500088824057,1,1]
["La Union 34.5",2030,0,8.1274502432676456,1,1]
["La Ye 34.5",2030,0,10.234366721670099,1,1]
["Las Delicias 34.5",2030,0,11.305908163454919,1,1]
["Lorica 34.5",2030,0,21.08421873830811,1,1]
["Magangue 110",2030,84.281782619655132,27.8846042840199,1,1]
["Magangue 13.8",2030,0,1.9584653357837991,1,1]
["Magangue 34.5",2030,17.880325317382809,19.363750864337469,1,1]
["Mompox 110",2030,49.853515625,29.175396161253438,1,1]
["Mompox 34.5",2030,24.6875,19.205682012726239,1,1]
["Monteria 110",2030,27.34375,10.579203574909529,1,1]
["Monteria 13.8",2030,0,0.125,1,1]
["Monteria 220",2030,0,30.993387228581749,1,1]
["Monteria 34.5",2030,0,9.5756563475218996,1,1]
["Nva Colonia 110",2030,21.875,25.120354900584779,1,1]
["Nva Monetria 13.8",2030,0,0.125,1,1]
["Nva Monteria 110",2030,25.7080078125,24.403457663676541,1,1]
["Nva Monteria 34.5",2030,0,13.465167443035559,1,1]
["Nva Toluviejo 110",2030,181.55310750007629,14.20738856636944,1,1]
["Pasacaballos 110",2030,0,14.50234179251494,1,1]
["Pasacaballos 220",2030,0,22.57000489105933,1,1]
["Planeta 110",2030,40.51055908203125,35.256539080261923,1,1]
["Planeta 13.8",2030,0,2.6217776139984288,1,1]
["Planeta 34.5",2030,30.69091796875,12.96884679432962,1,1]
["Pueblo Nuevo 34.5",2030,0,22.346723200104371,1,1]
["Rio Sinu 110",2030,28.564453125,21.215017122968991,1,1]
["Rio Sinu 13.8",2030,9.1552734375,0.74347422675862873,1,1]
["Rio sinu 34.5",2030,9.2840576171875,6.2611415520428118,1,1]
["Sahagun 13.8",2030,0,18.80745414866087,1,1]
["Sahagun 34.5",2030,35.625,22.795452572565519,1,1]
["Sahagun 500 kV",2030,999.60861056679437,15.916828141074131,1,1]
["Sampues 13.8",2030,0,2.2056179226604988,1,1]
["Sampues 34.5",2030,0,16.412119056725199,1,1]
["San Andres de Sotavento 13.8",2030,0,5.1839232855784712,1,1]
["San Andres de Sotavento 34.5",2030,0,19.859995881929361,1,1]
["San Antero 34.5",2030,0,18.631139586026009,1,1]
["San Bernardo 34.5",2030,19.21875,23.25791081839245,1,1]
["San Marcos 110",2030,55.427193641662598,20.89592777677931,1,1]
["San Marcos 34.5",2030,28.779296875,17.442789976810989,1,1]
["San Pelayo 34.5",2030,0,20.098921115022542,1,1]
["Santa Ines 34.5",2030,0,10.59668687380017,1,1]
["Santa Rosa 13.8",2030,0,8.7356409547293676,1,1]
["Santa Rosa 34.5",2030,0,7.4744310566893981,1,1]
["Sierra Flor 110",2030,198.4375,12.607470043459641,1,1]
["Sierra Flor 13.8",2030,44.0625,0.125,1,1]
["Sierra Flor 34.5",2030,64.0625,8.0984402560052189,1,1]
["Since 110",2030,92.305564880371094,25.30686896147888,1,1]
["Since 13.8",2030,0,3.4280872228621391,1,1]
["Since 34.5",2030,0,15.93828125757689,1,1]
["Talaigua Nuevo 34.5",2030,0,39.836302141778241,1,1]
["Tierra Alta 13.8",2030,0,6.4967288735019606,1,1]
["Tierra Alta 34.5",2030,10.5859375,9.5477375252696906,1,1]
["Tierralta 110",2030,10.293960571289061,33.186770044055812,1,1]
["Tolu 13.8",2030,33.75,2.1267260350583932,1,1]
["Tolu 34.5",2030,28.76708984375,8.2354868150235294,1,1]
["Toluviejo 110",2030,181.15425109863281,11.48198846770836,1,1]
["Toluviejo 220",2030,52.633135981135887,25.031299996765028,1,1]
["Uraba 110",2030,23.149490356445309,18.712144566774569,1,1]
["Uraba 220",2030,22.874069213867191,11.43828186967129,1,1]
["Urra 110",2030,13.424111902713779,3.1923455467445909,1,1]
["Urra 220",2030,20.59173583984375,13.16712200932564,1,1]
["Valencia 34.5",2030,9.70703125,21.932267400325809,1,1]
["Apartado 110",2031,26.025390625,19.325872300212531,1,1]
["Ayapel 13.8",2031,8.4674072265625,10.082573083117881,1,1]
["Ayapel 34.5",2031,0,23.759427414242399,1,1]
["Bolivar 220",2031,0,0.2,1,1]
["Bolivar 500",2031,0,19.00868787544082,1,1]
["Bosque 220",2031,0,12.65750394502202,1,1]
["Boston 110",2031,0,13.33357035359229,1,1]
["Boston 13.8",2031,0,0.1,1,1]
["Boston 34.5",2031,57.134489635625187,10.200670473744919,1,1]
["Caucasia 110",2031,129.25803051805411,31.93017707614565,1,1]
["Centro Alegre 34.5",2031,2.908782958984375,11.11522272587823,1,1]
["Cerete 110",2031,48.120498657226563,30.920663293300329,1,1]
["Cerete 13.8",2031,0,7.6469354906575191,1,1]
["Cerete 34.5",2031,46.192105040714402,7.3419356200609602,1,1]
["Cerromatoso 110",2031,240.625,0.125,1,1]
["Cerromatoso 220",2031,16.201366230169619,7.0463754330628792,1,1]
["Cerromatoso 500",2031,999.60861392246318,9.5061346278580885,1,1]
["Chinu 110",2031,377.1484375,0.2,1,1]
["Chinu 220",2031,129.58984375,20.16549873731217,1,1]
["Chinu 500",2031,999.60868060588837,10.605362260451839,1,1]
["Chinu Planta 110",2031,102.63671875,0.1575,1,1]
["Chinu Planta 34.5",2031,79.916816326426883,0.125,1,1]
["Cienaga de Oro 34.5",2031,31.2820291519165,21.94093998874834,1,1]
["Colomboy 34.5",2031,0,10.406323378892781,1,1]
["Corozal 13.8",2031,0,15.976678817616509,1,1]
["Corozal 34.5",2031,0,15.682850713339221,1,1]
["Cotorra 34.5",2031,0,9.506164558478897,1,1]
["Coveñas 110",2031,92.540478706359863,18.692629512604899,1,1]
["Coveñas 34.5",2031,0,1.0442784109087311,1,1]
["Cuestecitas 500",2031,999.609375,21.363808804217172,1,1]
["El Cortijo 13.8",2031,0,5.6716176293095586,1,1]
["El Cortijo 34.5",2031,0,17.51487343671921,1,1]
["El Viajano 34.5",2031,16.510758178537799,10.346356485242239,1,1]
["La Mojana 110",2031,55.466830730438232,29.140518446052411,1,1]
["La Union 34.5",2031,0,8.1186709661780654,1,1]
["La Ye 34.5",2031,0,10.22472860301265,1,1]
["Las Delicias 34.5",2031,0,11.304750699517941,1,1]
["Lorica 34.5",2031,0,21.076497687980599,1,1]
["Magangue 110",2031,84.281782619655132,27.878394576184022,1,1]
["Magangue 13.8",2031,0,1.919158683477171,1,1]
["Magangue 34.5",2031,17.60094523429871,19.354088394639081,1,1]
["Mompox 110",2031,51.158447265625,29.171434452687009,1,1]
["Mompox 34.5",2031,25,19.195813393264331,1,1]
["Monteria 110",2031,27.34375,10.556411051558291,1,1]
["Monteria 13.8",2031,0,0.125,1,1]
["Monteria 220",2031,0,31.060092317581489,1,1]
["Monteria 34.5",2031,0,9.4892791831648893,1,1]
["Nva Colonia 110",2031,28.125,25.62708967573052,1,1]
["Nva Monetria 13.8",2031,0,0.125,1,1]
["Nva Monteria 110",2031,25.7080078125,24.387090520199131,1,1]
["Nva Monteria 34.5",2031,0,13.39102773064567,1,1]
["Nva Toluviejo 110",2031,181.55310750007629,14.17413588085733,1,1]
["Pasacaballos 110",2031,0,14.48201659723957,1,1]
["Pasacaballos 220",2031,0,22.556316962779061,1,1]
["Planeta 110",2031,41.29180908203125,35.250565892621232,1,1]
["Planeta 13.8",2031,0,2.5920581942860892,1,1]
["Planeta 34.5",2031,31.62841796875,12.9531339886412,1,1]
["Pueblo Nuevo 34.5",2031,0,22.34037761727874,1,1]
["Rio Sinu 110",2031,28.564453125,21.179581458999401,1,1]
["Rio Sinu 13.8",2031,5.7220458984375,0.60199113151173123,1,1]
["Rio sinu 34.5",2031,5.8025360107421884,6.1615358172887076,1,1]
["Sahagun 13.8",2031,0,18.793684852177801,1,1]
["Sahagun 34.5",2031,35.625,22.790553500950999,1,1]
["Sahagun 500 kV",2031,999.60861056679437,15.914407321505729,1,1]
["Sampues 13.8",2031,0,2.1832955315159288,1,1]
["Sampues 34.5",2031,0,16.394047821125621,1,1]
["San Andres de Sotavento 13.8",2031,0,5.1677184581575171,1,1]
["San Andres de Sotavento 34.5",2031,0,19.848789232596129,1,1]
["San Antero 34.5",2031,0,18.618783514635201,1,1]
["San Bernardo 34.5",2031,19.21875,23.254430564710461,1,1]
["San Marcos 110",2031,56.208443641662598,20.888180498425779,1,1]
["San Marcos 34.5",2031,29.091796875,17.42813413368766,1,1]
["San Pelayo 34.5",2031,0,20.07272660119019,1,1]
["Santa Ines 34.5",2031,0,10.59281026763329,1,1]
["Santa Rosa 13.8",2031,0,8.7275625786359665,1,1]
["Santa Rosa 34.5",2031,0,7.4638670014136057,1,1]
["Sierra Flor 110",2031,200,12.57902114357972,1,1]
["Sierra Flor 13.8",2031,44.375,0.125,1,1]
["Sierra Flor 34.5",2031,64.6875,8.0660536728014307,1,1]
["Since 110",2031,93.086814880371094,25.296203008110229,1,1]
["Since 13.8",2031,0,3.3898049018344909,1,1]
["Since 34.5",2031,0,15.922257271001479,1,1]
["Talaigua Nuevo 34.5",2031,0,39.833252617553278,1,1]
["Tierra Alta 13.8",2031,0,6.3558439869296883,1,1]
["Tierra Alta 34.5",2031,10.5859375,9.4429779940692296,1,1]
["Tierralta 110",2031,10.293960571289061,33.148931951319078,1,1]
["Tolu 13.8",2031,33.75,2.1069995401672279,1,1]
["Tolu 34.5",2031,28.76708984375,8.2270567732133415,1,1]
["Toluviejo 110",2031,184.27925109863281,11.452621434886099,1,1]
["Toluviejo 220",2031,52.633135981135887,25.013924064681269,1,1]
["Uraba 110",2031,26.274490356445309,19.593475573958951,1,1]
["Uraba 220",2031,18.899611195974551,11.776677643642779,1,1]
["Urra 110",2031,13.424111902713779,3.1520280366567239,1,1]
["Urra 220",2031,14.626991272026,13.266760877201479,1,1]
["Valencia 34.5",2031,9.70703125,21.904534098930689,1,1]
["Apartado 110",2032,19.51904296875,19.325872300212531,1,1]
["Ayapel 13.8",2032,8.7799072265625,10.082573083117881,1,1]
["Ayapel 34.5",2032,0,23.759427414242399,1,1]
["Bolivar 220",2032,0,0.2,1,1]
["Bolivar 500",2032,0,19.00868787544082,1,1]
["Bosque 220",2032,0,12.65750394502202,1,1]
["Boston 110",2032,0,13.33357035359229,1,1]
["Boston 13.8",2032,0,0.1,1,1]
["Boston 34.5",2032,56.063584033398612,10.200670473744919,1,1]
["Caucasia 110",2032,129.25803051805411,31.93017707614565,1,1]
["Centro Alegre 34.5",2032,2.908782958984375,11.11522272587823,1,1]
["Cerete 110",2032,51.245498657226563,30.920663293300329,1,1]
["Cerete 13.8",2032,0,7.6469354906575191,1,1]
["Cerete 34.5",2032,44.048026260178602,7.3419356200609602,1,1]
["Cerromatoso 110",2032,243.75,0.125,1,1]
["Cerromatoso 220",2032,10.99624633789062,7.0463754330628792,1,1]
["Cerromatoso 500",2032,999.60861392246318,9.5061346278580885,1,1]
["Chinu 110",2032,389.6484375,0.2,1,1]
["Chinu 220",2032,136.05407775160819,20.16549873731217,1,1]
["Chinu 500",2032,999.60868060588837,10.605362260451839,1,1]
["Chinu Planta 110",2032,104.19921875,0.1575,1,1]
["Chinu Planta 34.5",2032,79.916816326426883,0.125,1,1]
["Cienaga de Oro 34.5",2032,28.407793309366799,21.94093998874834,1,1]
["Colomboy 34.5",2032,0,10.406323378892781,1,1]
["Corozal 13.8",2032,0,15.976678817616509,1,1]
["Corozal 34.5",2032,0,15.682850713339221,1,1]
["Cotorra 34.5",2032,0,9.506164558478897,1,1]
["Coveñas 110",2032,94.102978706359863,18.692629512604899,1,1]
["Coveñas 34.5",2032,0,1.0442784109087311,1,1]
["Cuestecitas 500",2032,992.5,21.363808804217172,1,1]
["El Cortijo 13.8",2032,0,5.6716176293095586,1,1]
["El Cortijo 34.5",2032,0,17.51487343671921,1,1]
["El Viajano 34.5",2032,16.252777581998149,10.346356485242239,1,1]
["La Mojana 110",2032,56.248080730438232,29.140518446052411,1,1]
["La Union 34.5",2032,0,8.1186709661780654,1,1]
["La Ye 34.5",2032,0,10.22472860301265,1,1]
["Las Delicias 34.5",2032,0,11.304750699517941,1,1]
["Lorica 34.5",2032,0,21.076497687980599,1,1]
["Magangue 110",2032,72.429656938766129,27.878394576184022,1,1]
["Magangue 13.8",2032,0,1.919158683477171,1,1]
["Magangue 34.5",2032,16.279303789138702,19.354088394639081,1,1]
["Mompox 110",2032,47.408447265625,29.171434452687009,1,1]
["Mompox 34.5",2032,25.625,19.195813393264331,1,1]
["Monteria 110",2032,27.34375,10.556411051558291,1,1]
["Monteria 13.8",2032,0,0.125,1,1]
["Monteria 220",2032,0,31.060092317581489,1,1]
["Monteria 34.5",2032,0,9.4892791831648893,1,1]
["Nva Colonia 110",2032,17.578125,25.62708967573052,1,1]
["Nva Monetria 13.8",2032,0,0.125,1,1]
["Nva Monteria 110",2032,25.7080078125,24.387090520199131,1,1]
["Nva Monteria 34.5",2032,0,13.39102773064567,1,1]
["Nva Toluviejo 110",2032,184.67810750007629,14.17413588085733,1,1]
["Pasacaballos 110",2032,0,14.48201659723957,1,1]
["Pasacaballos 220",2032,0,22.556316962779061,1,1]
["Planeta 110",2032,42.07305908203125,35.250565892621232,1,1]
["Planeta 13.8",2032,0,2.5920581942860892,1,1]
["Planeta 34.5",2032,32.25341796875,12.9531339886412,1,1]
["Pueblo Nuevo 34.5",2032,0,22.34037761727874,1,1]
["Rio Sinu 110",2032,28.564453125,21.179581458999401,1,1]
["Rio Sinu 13.8",2032,5.0067901611328116,0.60199113151173123,1,1]
["Rio sinu 34.5",2032,5.8025360107421884,6.1615358172887076,1,1]
["Sahagun 13.8",2032,0,18.793684852177801,1,1]
["Sahagun 34.5",2032,36.7578125,22.790553500950999,1,1]
["Sahagun 500 kV",2032,999.60861056679437,15.914407321505729,1,1]
["Sampues 13.8",2032,0,2.1832955315159288,1,1]
["Sampues 34.5",2032,0,16.394047821125621,1,1]
["San Andres de Sotavento 13.8",2032,0,5.1677184581575171,1,1]
["San Andres de Sotavento 34.5",2032,0,19.848789232596129,1,1]
["San Antero 34.5",2032,0,18.618783514635201,1,1]
["San Bernardo 34.5",2032,19.53125,23.254430564710461,1,1]
["San Marcos 110",2032,56.599068641662598,20.888180498425779,1,1]
["San Marcos 34.5",2032,28.88087140396237,17.42813413368766,1,1]
["San Pelayo 34.5",2032,0,20.07272660119019,1,1]
["Santa Ines 34.5",2032,0,10.59281026763329,1,1]
["Santa Rosa 13.8",2032,0,8.7275625786359665,1,1]
["Santa Rosa 34.5",2032,0,7.4638670014136057,1,1]
["Sierra Flor 110",2032,204.296875,12.57902114357972,1,1]
["Sierra Flor 13.8",2032,46.5234375,0.125,1,1]
["Sierra Flor 34.5",2032,64.6875,8.0660536728014307,1,1]
["Since 110",2032,94.649314880371094,25.296203008110229,1,1]
["Since 13.8",2032,0,3.3898049018344909,1,1]
["Since 34.5",2032,0,15.922257271001479,1,1]
["Talaigua Nuevo 34.5",2032,0,39.833252617553278,1,1]
["Tierra Alta 13.8",2032,0,6.3558439869296883,1,1]
["Tierra Alta 34.5",2032,6.947021484375,9.4429779940692296,1,1]
["Tierralta 110",2032,6.1120390892028809,33.148931951319078,1,1]
["Tolu 13.8",2032,34.0625,2.1069995401672279,1,1]
["Tolu 34.5",2032,28.76708984375,8.2270567732133415,1,1]
["Toluviejo 110",2032,184.27925109863281,11.452621434886099,1,1]
["Toluviejo 220",2032,52.633135981135887,25.013924064681269,1,1]
["Uraba 110",2032,16.42155647277832,19.593475573958951,1,1]
["Uraba 220",2032,18.899611195974551,11.776677643642779,1,1]
["Urra 110",2032,8.3900699391961098,3.1520280366567239,1,1]
["Urra 220",2032,10.29586791992188,13.266760877201479,1,1]
["Valencia 34.5",2032,8.9769287109375,21.904534098930689,1,1]
["Apartado 110",2033,22.64404296875,19.317968143854682,1,1]
["Ayapel 13.8",2033,8.5055351257324219,10.08227775227599,1,1]
["Ayapel 34.5",2033,0,23.75927561015823,1,1]
["Bolivar 220",2033,0,0.2,1,1]
["Bolivar 500",2033,0,18.990076699181799,1,1]
["Bosque 220",2033,0,12.673830979054269,1,1]
["Boston 110",2033,0,13.161729412805601,1,1]
["Boston 13.8",2033,0,0.1,1,1]
["Boston 34.5",2033,55.059610031311188,10.07793556161228,1,1]
["Caucasia 110",2033,129.64865551805411,31.928393525448062,1,1]
["Centro Alegre 34.5",2033,3.221282958984375,11.11457785060219,1,1]
["Cerete 110",2033,54.370498657226563,30.860961946671811,1,1]
["Cerete 13.8",2033,0,7.5134864425908114,1,1]
["Cerete 34.5",2033,44.048026260178602,7.22563418335967,1,1]
["Cerromatoso 110",2033,246.875,0.125,1,1]
["Cerromatoso 220",2033,12.15102467262721,7.0374236295788908,1,1]
["Cerromatoso 500",2033,999.60861392246318,9.4603423337075796,1,1]
["Chinu 110",2033,399.0234375,0.2,1,1]
["Chinu 220",2033,136.05407775160819,20.124893283950499,1,1]
["Chinu 500",2033,999.64447021484375,10.52656452825846,1,1]
["Chinu Planta 110",2033,105.76171875,0.1575,1,1]
["Chinu Planta 34.5",2033,79.916816326426883,0.125,1,1]
["Cienaga de Oro 34.5",2033,30.92946574091912,21.92195502650673,1,1]
["Colomboy 34.5",2033,0,10.397341677360121,1,1]
["Corozal 13.8",2033,0,15.909846315927931,1,1]
["Corozal 34.5",2033,0,15.61209635054958,1,1]
["Cotorra 34.5",2033,0,9.4515309975079393,1,1]
["Coveñas 110",2033,96.446728706359863,18.604133702059681,1,1]
["Coveñas 34.5",2033,0,0.8878670249998315,1,1]
["Cuestecitas 500",2033,992.5,21.400221369408591,1,1]
["El Cortijo 13.8",2033,0,5.5229267974743017,1,1]
["El Cortijo 34.5",2033,0,17.45663051177517,1,1]
["El Viajano 34.5",2033,15.998827932279429,10.33925392424851,1,1]
["La Mojana 110",2033,54.929766338318593,29.111523345334831,1,1]
["La Union 34.5",2033,0,8.0239959956726601,1,1]
["La Ye 34.5",2033,0,10.213004496558369,1,1]
["Las Delicias 34.5",2033,0,11.304599695096121,1,1]
["Lorica 34.5",2033,0,21.05237079863166,1,1]
["Magangue 110",2033,80.370841014028002,27.001305688897631,1,1]
["Magangue 13.8",2033,0,1.919158683477171,1,1]
["Magangue 34.5",2033,17.633547652512789,18.152703642971431,1,1]
["Mompox 110",2033,48.503519058227504,28.09532397131737,1,1]
["Mompox 34.5",2033,22.8125,16.335103520099938,1,1]
["Monteria 110",2033,27.34375,10.500759943556581,1,1]
["Monteria 13.8",2033,0,0.125,1,1]
["Monteria 220",2033,0,31.03610069192527,1,1]
["Monteria 34.5",2033,0,9.4170973375520806,1,1]
["Nva Colonia 110",2033,23.828125,25.618890127140411,1,1]
["Nva Monetria 13.8",2033,0,0.125,1,1]
["Nva Monteria 110",2033,28.8330078125,24.326616772637831,1,1]
["Nva Monteria 34.5",2033,0,13.349452656037091,1,1]
["Nva Toluviejo 110",2033,184.67810750007629,14.02826010834969,1,1]
["Pasacaballos 110",2033,0,14.49640461012717,1,1]
["Pasacaballos 220",2033,0,22.563084995122871,1,1]
["Planeta 110",2033,42.85430908203125,35.248399343697344,1,1]
["Planeta 13.8",2033,0,2.5796080770054601,1,1]
["Planeta 34.5",2033,32.56591796875,12.946383603079459,1,1]
["Pueblo Nuevo 34.5",2033,0,22.334600238336311,1,1]
["Rio Sinu 110",2033,28.564453125,21.141602685870929,1,1]
["Rio Sinu 13.8",2033,5.6317901611328116,0.50027149917175961,1,1]
["Rio sinu 34.5",2033,5.8025360107421884,6.0833323128843908,1,1]
["Sahagun 13.8",2033,0,18.730072912727039,1,1]
["Sahagun 34.5",2033,35.9097811322412,22.767793678114469,1,1]
["Sahagun 500 kV",2033,999.60861056679437,15.880042743426211,1,1]
["Sampues 13.8",2033,0,2.08422377379171,1,1]
["Sampues 34.5",2033,0,16.3091831657289,1,1]
["San Andres de Sotavento 13.8",2033,0,5.0922940959268326,1,1]
["San Andres de Sotavento 34.5",2033,0,19.794908195337449,1,1]
["San Antero 34.5",2033,0,18.579084174292191,1,1]
["San Bernardo 34.5",2033,19.53125,23.24379734519853,1,1]
["San Marcos 110",2033,56.989693641662598,20.835544750782852,1,1]
["San Marcos 34.5",2033,29.19337140396237,17.32089969964796,1,1]
["San Pelayo 34.5",2033,0,20.00843388542404,1,1]
["Santa Ines 34.5",2033,0,10.552607591352009,1,1]
["Santa Rosa 13.8",2033,0,8.6710055623925033,1,1]
["Santa Rosa 34.5",2033,0,7.3860534106419689,1,1]
["Sierra Flor 110",2033,204.296875,12.43390852518125,1,1]
["Sierra Flor 13.8",2033,46.5234375,0.125,1,1]
["Sierra Flor 34.5",2033,65.3125,7.9434145403091101,1,1]
["Since 110",2033,96.211814880371094,24.57055621271688,1,1]
["Since 13.8",2033,0,1.1622468057394111,1,1]
["Since 34.5",2033,0,15.119086859604151,1,1]
["Talaigua Nuevo 34.5",2033,0,39.218915805395973,1,1]
["Tierra Alta 13.8",2033,0,6.3171603908247276,1,1]
["Tierra Alta 34.5",2033,9.447021484375,9.4104872544345195,1,1]
["Tierralta 110",2033,37.362039089202881,33.134439765596717,1,1]
["Tolu 13.8",2033,34.375,2.064127565220558,1,1]
["Tolu 34.5",2033,28.76708984375,8.2083100795727972,1,1]
["Toluviejo 110",2033,184.27925109863281,11.34604181609979,1,1]
["Toluviejo 220",2033,52.633135981135887,24.970230765342802,1,1]
["Uraba 110",2033,22.67155647277832,19.57663496393215,1,1]
["Uraba 220",2033,18.899611195974551,11.76475255256541,1,1]
["Urra 110",2033,27.14006993919611,3.1413755805712769,1,1]
["Urra 220",2033,14.626991272026,13.25529456352778,1,1]
["Valencia 34.5",2033,9.4769287109375,21.898168131888038,1,1]
["Ure 34.5",2023,20,18,1,1]
["Ure 34.5",2024,20,18,1,1]
["Ure 34.5",2025,20,18,1,1]
["Ure 34.5",2026,20,18,1,1]
["Ure 34.5",2027,20,18,1,1]
["Ure 34.5",2028,20,18,1,1]
["Ure 34.5",2029,20,18,1,1]
["Ure 34.5",2030,20,18,1,1]
["Ure 34.5",2031,20,18,1,1]
["Ure 34.5",2032,20,18,1,1]
["Ure 34.5",2033,20,18,1,1]

{"sheet":"criterios","index":2,"n_rows":8,"n_cols":2,"rows_kept":8,"cut":false,"hidden":false,"merged":[]}
["nombre","ponderacion"]
["BT_Confi",1]
["BT_Flex",1]
["EC_RE",1]
["EC_RP",0.5]
["EC_Per",1]
["EC_Mar",1]
["B_Ambiental",0.3]

{"sheet":"obras","index":3,"n_rows":1,"n_cols":13,"rows_kept":1,"cut":false,"hidden":false,"merged":[]}
["nombre","barra","zona","area","capacidadbarra","cortocircuito","capacidadzona","capacidadarea","costo","periodoini","excluyente","dependiente","obligatorio"]

{"sheet":"proyectos","index":4,"n_rows":169,"n_cols":14,"rows_kept":169,"cut":false,"hidden":false,"merged":[]}
["nombre","capacidad","tipo","barra","area","obra","excluyente","fpo","periodoIni","fpomax","fila","obligatorio","activo","ordenLlegada"]
["SC_44_A1",19.899999999999999,"Solar FV","Toluviejo 110","Córdoba - Sucre",null,"","2025-12-31",2025,"2025-12-31",2,0,1,1]
["SC_47_A1",19.899999999999999,"Solar FV","Toluviejo 110","Córdoba - Sucre",null,"","2025-12-31",2025,"2025-12-31",2,0,1,2]
["SC_408_A1",40,"Solar FV","San Marcos 110","Córdoba - Sucre",null,"","2025-12-31",2025,"2025-12-31",2,0,1,3]
["SC_454_A1",300,"Solar FV","Chinu 220","Córdoba - Sucre",null,"","2026-12-31",2026,"2026-12-31",2,0,1,4]
["SC_454_A2",300,"Solar FV","Chinu 500","Córdoba - Sucre",null,"SC_454_A1","2026-12-31",2026,"2026-12-31",2,0,1,5]
["SC_483_A1",39.9,"Solar FV","Nva Monteria 110","Córdoba - Sucre",null,"","2025-12-31",2025,"2025-12-31",2,0,1,6]
["SC_586_A1",60,"Solar FV","Sierra Flor 110","Córdoba - Sucre",null,"","2027-12-31",2027,"2027-12-31",2,0,1,7]
["SC_586_A2",60,"Solar FV","Nva Toluviejo 110","Córdoba - Sucre",null,"SC_586_A1","2027-12-31",2027,"2027-12-31",2,0,1,8]
["SC_681_A1",90,"Solar FV","Chinu 110","Córdoba - Sucre",null,"","2025-12-31",2025,"2025-12-31",2,0,1,9]
["SC_681_A2",90,"Solar FV","Chinu 220","Córdoba - Sucre",null,"SC_681_A1","2025-12-31",2025,"2025-12-31",2,0,1,10]
["SC_720_A1",19.899999999999999,"Solar FV","Tierralta 110","Córdoba - Sucre",null,"","2025-12-31",2025,"2025-12-31",2,0,1,11]
["SC_720_A2",19.899999999999999,"Solar FV","Tierra Alta 34.5","Córdoba - Sucre",null,"SC_720_A1","2025-12-31",2025,"2025-12-31",2,0,1,12]
["SC_713_A1",300,"Solar FV","Sahagun 500 kV","Córdoba - Sucre",null,"","2027-12-31",2027,"2027-12-31",2,0,1,13]
["SC_836_A1",19.899999999999999,"Solar FV","Tierra Alta 34.5","Córdoba - Sucre",null,"","2025-12-31",2025,"2025-12-31",2,0,1,14]
["SC_836_A2",19.899999999999999,"Solar FV","Tierralta 110","Córdoba - Sucre",null,"SC_836_A1","2025-12-31",2025,"2025-12-31",2,0,1,15]
["SC_778_A1",19.899999999999999,"Solar FV","Cerete 34.5","Córdoba - Sucre",null,"","2025-12-31",2025,"2025-12-31",2,0,1,16]
["SC_778_A2",19.899999999999999,"Solar FV","Cerete 13.8","Córdoba - Sucre",null,"SC_778_A1","2025-12-31",2025,"2025-12-31",2,0,1,17]
["SC_942_A1",60,"Solar FV","Nva Toluviejo 110","Córdoba - Sucre",null,"","2026-12-31",2026,"2026-12-31",2,0,1,18]
["SC_942_A2",60,"Solar FV","Sierra Flor 110","Córdoba - Sucre",null,"SC_942_A1","2026-12-31",2026,"2026-12-31",2,0,1,19]
["SC_1763_A1",19.5,"Solar FV","San Marcos 34.5","Córdoba - Sucre",null,"","2025-12-31",2025,"2025-12-31",2,0,1,20]
["SC_1763_A2",19.5,"Solar FV","San Marcos 110","Córdoba - Sucre",null,"SC_1763_A1","2025-12-31",2025,"2025-12-31",2,0,1,21]
["SC_828_A1",60,"Solar FV","Chinu Planta 110","Córdoba - Sucre",null,"","2026-12-31",2026,"2026-12-31",2,0,1,22]
["SC_828_A2",60,"Solar FV","Chinu 110","Córdoba - Sucre",null,"SC_828_A1","2026-12-31",2026,"2026-12-31",2,0,1,23]
["SC_1179_A1",90,"Solar FV","Chinu 220","Córdoba - Sucre",null,"","2026-12-31",2026,"2026-12-31",2,0,1,24]
["SC_1179_A2",90,"Solar FV","Chinu 110","Córdoba - Sucre",null,"SC_1179_A1","2026-12-31",2026,"2026-12-31",2,0,1,25]
["SC_1206_A1",300,"Solar FV","Cerromatoso 500","Córdoba - Sucre",null,"","2028-12-31",2028,"2028-12-31",2,0,1,26]
["SC_1206_A2",300,"Solar FV","Sahagun 500 kV","Córdoba - Sucre",null,"SC_1206_A1","2028-12-31",2028,"2028-12-31",2,0,1,27]
["SC_1372_A1",9.9,"Solar FV","Magangue 13.8","Córdoba - Sucre",null,"","2025-12-31",2025,"2025-12-31",2,0,1,28]
["SC_1372_A2",9.9,"Solar FV","Magangue 34.5","Córdoba - Sucre",null,"SC_1372_A1","2025-12-31",2025,"2025-12-31",2,0,1,29]
["SC_692_A1",9.9,"Termica - Ciclo abierto","El Viajano 34.5","Córdoba - Sucre",null,"","2024-12-31",2024,"2024-12-31",2,0,1,30]
["SC_1057_A1",9.9,"Solar FV","Rio Sinu 13.8","Córdoba - Sucre",null,"","2025-12-31",2025,"2025-12-31",2,0,1,31]
["SC_1057_A2",9.9,"Solar FV","Rio sinu 34.5","Córdoba - Sucre",null,"SC_1057_A1","2025-12-31",2025,"2025-12-31",2,0,1,32]
["SC_1058_A1",9.9,"Solar FV","Rio Sinu 13.8","Córdoba - Sucre",null,"","2025-12-31",2025,"2025-12-31",2,0,1,33]
["SC_1058_A2",9.9,"Solar FV","Rio sinu 34.5","Córdoba - Sucre",null,"SC_1058_A1","2025-12-31",2025,"2025-12-31",2,0,1,34]
["SC_855_A1",19.899999999999999,"Solar FV","Cerete 34.5","Córdoba - Sucre",null,"","2025-12-31",2025,"2025-12-31",2,0,1,35]
["SC_855_A2",19.899999999999999,"Solar FV","Cerete 110","Córdoba - Sucre",null,"SC_855_A1","2025-12-31",2025,"2025-12-31",2,0,1,36]
["SC_630_A1",99.9,"Solar FV","Sierra Flor 110","Córdoba - Sucre",null,"","2026-08-31",2026,"2026-08-31",2,0,1,37]
["SC_1269_A1",4,"Solar FV","Centro Alegre 34.5","Córdoba - Sucre",null,"","2023-12-31",2023,"2023-12-31",2,0,1,38]
["SC_1268_A1",7,"Solar FV","Ayapel 34.5","Córdoba - Sucre",null,"","2024-12-31",2024,"2024-12-31",2,0,1,39]
["SC_1268_A2",7,"Solar FV","Ayapel 13.8","Córdoba - Sucre",null,"SC_1268_A1","2024-12-31",2024,"2024-12-31",2,0,1,40]
["SC_1118_A1",9.9,"Solar FV","Boston 13.8","Córdoba - Sucre",null,"","2025-12-31",2025,"2025-12-31",2,0,1,41]
["SC_1118_A2",9.9,"Solar FV","Boston 34.5","Córdoba - Sucre",null,"SC_1118_A1","2025-12-31",2025,"2025-12-31",2,0,1,42]
["SC_632_A1",19.899999999999999,"Solar FV","Toluviejo 110","Córdoba - Sucre",null,"","2026-12-31",2026,"2026-12-31",2,0,1,43]
["SC_632_A2",19.899999999999999,"Solar FV","Sierra Flor 110","Córdoba - Sucre",null,"SC_632_A1","2026-12-31",2026,"2026-12-31",2,0,1,44]
["SC_1415_A2",99,"Solar FV","Chinu 500","Córdoba - Sucre",null,null,"2025-12-31",2025,"2025-12-31",2,0,1,46]
["SC_1420_A2",99,"Solar FV","Chinu 500","Córdoba - Sucre",null,null,"2025-12-31",2025,"2025-12-31",2,0,1,48]
["SC_1435_A1",9.9,"Solar FV","Sierra Flor 34.5","Córdoba - Sucre",null,"","2024-12-31",2024,"2024-12-31",2,0,1,49]
["SC_978_A1",99.9,"Solar FV","Boston 110","Córdoba - Sucre",null,"","2026-12-31",2026,"2026-12-31",2,0,1,50]
["SC_1520_A1",19.899999999999999,"Solar FV","Toluviejo 220","Córdoba - Sucre",null,"","2024-12-31",2024,"2024-12-31",2,0,1,51]
["SC_1520_A2",19.899999999999999,"Solar FV","Toluviejo 220","Córdoba - Sucre",null,"SC_1520_A1","2024-12-31",2024,"2024-12-31",2,0,1,52]
["SC_1527_A1",9.9,"Solar FV","Nva Monteria 34.5","Córdoba - Sucre",null,"","2025-12-31",2025,"2025-12-31",2,0,1,53]
["SC_1527_A2",9.9,"Solar FV","Nva Monetria 13.8","Córdoba - Sucre",null,"SC_1527_A1","2025-12-31",2025,"2025-12-31",2,0,1,54]
["SC_1395_A1",19.899999999999999,"Solar FV","San Marcos 110","Córdoba - Sucre",null,"","2026-12-01",2026,"2026-12-01",2,0,1,55]
["SC_1396_A1",19.899999999999999,"Solar FV","San Marcos 110","Córdoba - Sucre",null,"","2026-12-01",2026,"2026-12-01",2,0,1,56]
["SC_1359_A1",250,"Solar FV","Sahagun 500 kV","Córdoba - Sucre",null,"","2027-12-31",2027,"2027-12-31",2,0,1,57]
["SC_1359_A2",250,"Solar FV","Chinu 500","Córdoba - Sucre",null,"SC_1359_A1","2027-12-31",2027,"2027-12-31",2,0,1,58]
["SC_1598_A1",150,"Solar FV","Chinu 220","Córdoba - Sucre",null,"","2026-12-31",2026,"2026-12-31",2,0,1,59]
["SC_1598_A2",150,"Solar FV","Chinu 500","Córdoba - Sucre",null,"SC_1598_A1","2026-12-31",2026,"2026-12-31",2,0,1,60]
["SC_981_A1",40,"Solar FV","San Marcos 110","Córdoba - Sucre",null,"","2026-12-31",2026,"2026-12-31",2,0,1,61]
["SC_981_A2",40,"Solar FV","Toluviejo 110","Córdoba - Sucre",null,"SC_981_A1","2026-12-31",2026,"2026-12-31",2,0,1,62]
["SC_1634_A1",99.9,"Solar FV","Boston 110","Córdoba - Sucre",null,"","2026-12-31",2026,"2026-12-31",2,0,1,63]
["SC_782_A1",60,"Solar FV","Sierra Flor 110","Córdoba - Sucre",null,"","2026-12-31",2026,"2026-12-31",2,0,1,64]
["SC_782_A2",60,"Solar FV","Toluviejo 110","Córdoba - Sucre",null,"SC_782_A1","2026-12-31",2026,"2026-12-31",2,0,1,65]
["SC_1762_A1",19.899999999999999,"Solar FV","Cerete 34.5","Córdoba - Sucre",null,"","2026-12-31",2026,"2026-12-31",2,0,1,66]
["SC_1762_A2",19.899999999999999,"Solar FV","Cerete 110","Córdoba - Sucre",null,"SC_1762_A1","2026-12-31",2026,"2026-12-31",2,0,1,67]
["SC_1782_A1",112,"Solar FV","Nva Toluviejo 110","Córdoba - Sucre",null,"","2027-12-31",2027,"2027-12-31",2,0,1,68]
["SC_1782_A2",112,"Solar FV","Toluviejo 220","Córdoba - Sucre",null,"SC_1782_A1","2027-12-31",2027,"2027-12-31",2,0,1,69]
["SC_1784_A1",9.9,"Solar FV","Sierra Flor 13.8","Córdoba - Sucre",null,"","2026-01-31",2026,"2026-01-31",2,0,1,70]
["SC_1784_A2",9.9,"Solar FV","Sierra Flor 34.5","Córdoba - Sucre",null,"SC_1784_A1","2026-01-31",2026,"2026-01-31",2,0,1,71]
["SC_1715_A1",41,"Solar FV","Toluviejo 110","Córdoba - Sucre",null,"","2026-12-31",2026,"2026-12-31",2,0,1,72]
["SC_1715_A2",41,"Solar FV","Sierra Flor 110","Córdoba - Sucre",null,"SC_1715_A1","2026-12-31",2026,"2026-12-31",2,0,1,73]
["SC_1809_A1",9.9,"Solar FV","Coveñas 110","Córdoba - Sucre",null,"","2025-11-30",2025,"2025-11-30",2,0,1,74]
["SC_1809_A2",9.9,"Solar FV","Coveñas 34.5","Córdoba - Sucre",null,"SC_1809_A1","2025-11-30",2025,"2025-11-30",2,0,1,75]
["SC_1838_A1",9.9,"Solar FV","Since 13.8","Córdoba - Sucre",null,"","2025-12-31",2025,"2025-12-31",2,0,1,76]
["SC_1838_A2",9.9,"Solar FV","Corozal 13.8","Córdoba - Sucre",null,"SC_1838_A1","2025-12-31",2025,"2025-12-31",2,0,1,77]
["SC_1853_A1",9.9,"Solar FV","Tolu 13.8","Córdoba - Sucre",null,"","2025-12-31",2025,"2025-12-31",2,0,1,78]
["SC_1853_A2",9.9,"Solar FV","Tolu 34.5","Córdoba - Sucre",null,"SC_1853_A1","2025-12-31",2025,"2025-12-31",2,0,1,79]
["SC_1882_A1",9.9,"Solar FV","Since 13.8","Córdoba - Sucre",null,"","2025-12-31",2025,"2025-12-31",2,0,1,80]
["SC_1882_A2",9.9,"Solar FV","Corozal 13.8","Córdoba - Sucre",null,"SC_1882_A1","2025-12-31",2025,"2025-12-31",2,0,1,81]
["SC_1913_A1",9.9,"Solar FV","Cienaga de Oro 34.5","Córdoba - Sucre",null,"","2025-12-31",2025,"2025-12-31",2,0,1,82]
["SC_1913_A2",9.9,"Solar FV","Cerete 34.5","Córdoba - Sucre",null,"SC_1913_A1","2025-12-31",2025,"2025-12-31",2,0,1,83]
["SC_1491_A1",90,"Solar FV","Chinu 110","Córdoba - Sucre",null,"","2025-12-31",2025,"2025-12-31",2,0,1,84]
["SC_1491_A2",90,"Solar FV","Chinu 220","Córdoba - Sucre",null,"SC_1491_A1","2025-12-31",2025,"2025-12-31",2,0,1,85]
["SC_1894_A1",47,"Solar FV","Sierra Flor 110","Córdoba - Sucre",null,"","2025-12-31",2025,"2025-12-31",2,0,1,86]
["SC_1894_A2",47,"Solar FV","Boston 110","Córdoba - Sucre",null,"SC_1894_A1","2025-12-31",2025,"2025-12-31",2,0,1,87]
["SC_1887_A1",100,"Solar FV","Boston 110","Córdoba - Sucre",null,"","2026-12-31",2026,"2026-12-31",2,0,1,88]
["SC_1887_A2",100,"Solar FV","Sierra Flor 110","Córdoba - Sucre",null,"SC_1887_A1","2026-12-31",2026,"2026-12-31",2,0,1,89]
["SC_2104_A1",300,"Solar FV","Sahagun 500 kV","Córdoba - Sucre",null,"","2026-12-31",2026,"2026-12-31",2,0,1,90]
["SC_2104_A2",300,"Solar FV","Chinu 500","Córdoba - Sucre",null,"SC_2104_A1","2026-12-31",2026,"2026-12-31",2,0,1,91]
["SC_2028_A1",19.899999999999999,"Solar FV","Sierra Flor 110","Córdoba - Sucre",null,"","2025-01-31",2025,"2025-01-31",2,0,1,92]
["SC_2028_A2",19.899999999999999,"Solar FV","Sierra Flor 34.5","Córdoba - Sucre",null,"SC_2028_A1","2025-01-31",2025,"2025-01-31",2,0,1,93]
["SC_2015_A1",19.899999999999999,"Solar FV","Tierralta 110","Córdoba - Sucre",null,"","2025-01-31",2025,"2025-01-31",2,0,1,94]
["SC_2015_A2",19.899999999999999,"Solar FV","Tierra Alta 34.5","Córdoba - Sucre",null,"SC_2015_A1","2025-01-31",2025,"2025-01-31",2,0,1,95]
["SC_2049_A1",9.9,"Solar FV","Rio sinu 34.5","Córdoba - Sucre",null,"","2025-12-31",2025,"2025-12-31",2,0,1,96]
["SC_2049_A2",9.9,"Solar FV","Rio Sinu 110","Córdoba - Sucre",null,"SC_2049_A1","2025-12-31",2025,"2025-12-31",2,0,1,97]
["SC_2042_A1",19.899999999999999,"Solar FV","Coveñas 34.5","Córdoba - Sucre",null,"","2025-12-31",2025,"2025-12-31",2,0,1,98]
["SC_2042_A2",19.899999999999999,"Solar FV","Coveñas 110","Córdoba - Sucre",null,"SC_2042_A1","2025-12-31",2025,"2025-12-31",2,0,1,99]
["SC_2111_A1",90,"Solar FV","Urra 220","Córdoba - Sucre",null,"","2025-12-31",2025,"2025-12-31",2,0,1,100]
["SC_2111_A2",90,"Solar FV","Uraba 220","Córdoba - Sucre",null,"SC_2111_A1","2025-12-31",2025,"2025-12-31",2,0,1,101]
["SC_2173_A1",9.9,"Solar FV","Nva Monetria 13.8","Córdoba - Sucre",null,"","2025-12-31",2025,"2025-12-31",2,0,1,102]
["SC_2173_A2",9.9,"Solar FV","Nva Monteria 34.5","Córdoba - Sucre",null,"SC_2173_A1","2025-12-31",2025,"2025-12-31",2,0,1,103]
["SC_2174_A1",9.9,"Solar FV","Nva Monetria 13.8","Córdoba - Sucre",null,"","2025-12-31",2025,"2025-12-31",2,0,1,104]
["SC_2174_A2",9.9,"Solar FV","Nva Monteria 34.5","Córdoba - Sucre",null,"SC_2174_A1","2025-12-31",2025,"2025-12-31",2,0,1,105]
["SC_2016_A1",80,"Solar FV","Coveñas 110","Córdoba - Sucre",null,"SC_2016_A3","2025-12-31",2025,"2025-12-31",2,0,1,106]
["SC_2016_A2",80,"Solar FV","Sierra Flor 110","Córdoba - Sucre",null,"SC_2016_A1","2025-12-31",2025,"2025-12-31",2,0,1,107]
["SC_2016_A3",80,"Solar FV","Toluviejo 110","Córdoba - Sucre",null,"SC_2016_A2","2025-12-31",2025,"2025-12-31",2,0,1,108]
["SC_2135_A1",99.9,"Solar FV","Sierra Flor 110","Córdoba - Sucre",null,"","2026-12-31",2026,"2026-12-31",2,0,1,109]
["SC_2135_A2",99.9,"Solar FV","Nva Toluviejo 110","Córdoba - Sucre",null,"SC_2135_A1","2026-12-31",2026,"2026-12-31",2,0,1,110]
["SC_1821_A1",70,"Solar FV","Tierralta 110","Córdoba - Sucre",null,"","2027-12-31",2027,"2027-12-31",2,0,1,111]
["SC_1821_A2",70,"Solar FV","Nva Monteria 110","Córdoba - Sucre",null,"SC_1821_A1","2027-12-31",2027,"2027-12-31",2,0,1,112]
["SC_1859_A1",99,"Solar FV","Rio Sinu 110","Córdoba - Sucre",null,"","2027-12-31",2027,"2027-12-31",2,0,1,113]
["SC_1859_A2",99,"Solar FV","Nva Monteria 110","Córdoba - Sucre",null,"SC_1859_A1","2027-12-31",2027,"2027-12-31",2,0,1,114]
["SC_1843_A1",19.899999999999999,"Solar FV","Cerete 34.5","Córdoba - Sucre",null,"","2025-12-31",2025,"2025-12-31",2,0,1,115]
["SC_1843_A2",19.899999999999999,"Solar FV","Cerete 13.8","Córdoba - Sucre",null,"SC_1843_A1","2025-12-31",2025,"2025-12-31",2,0,1,116]
["SC_2012_A1",50,"Solar FV","Magangue 110","Córdoba - Sucre",null,"","2026-12-31",2026,"2026-12-31",2,0,1,117]
["SC_2012_A2",50,"Solar FV","Since 110","Córdoba - Sucre",null,"SC_2012_A1","2026-12-31",2026,"2026-12-31",2,0,1,118]
["SC_1807_A1",49.9,"Solar FV","Nva Monteria 110","Córdoba - Sucre",null,"","2025-12-31",2025,"2025-12-31",2,0,1,119]
["SC_1807_A2",49.9,"Solar FV","Rio Sinu 110","Córdoba - Sucre",null,"SC_1807_A1","2025-12-31",2025,"2025-12-31",2,0,1,120]
["SC_1918_A1",40,"Solar FV","Chinu 110","Córdoba - Sucre",null,"","2025-12-31",2025,"2025-12-31",2,0,1,121]
["SC_1918_A2",40,"Solar FV","Boston 110","Córdoba - Sucre",null,"SC_1918_A1","2025-12-31",2025,"2025-12-31",2,0,1,122]
["SC_1813_A1",19.899999999999999,"Solar FV","Mompox 110","Córdoba - Sucre",null,"","2025-12-28",2025,"2025-12-28",2,0,1,123]
["SC_1813_A2",19.899999999999999,"Solar FV","Mompox 34.5","Córdoba - Sucre",null,"SC_1813_A1","2025-12-28",2025,"2025-12-28",2,0,1,124]
["SC_1949_A1",19.899999999999999,"Solar FV","Planeta 110","Córdoba - Sucre",null,"","2026-12-31",2026,"2026-12-31",2,0,1,125]
["SC_1949_A2",19.899999999999999,"Solar FV","Cerromatoso 110","Córdoba - Sucre",null,"SC_1949_A1","2026-12-31",2026,"2026-12-31",2,0,1,126]
["SC_1970_A1",99,"Solar FV","Rio Sinu 110","Córdoba - Sucre",null,"","2026-12-31",2026,"2026-12-31",2,0,1,127]
["SC_1970_A2",99,"Solar FV","Nva Monteria 110","Córdoba - Sucre",null,"SC_1970_A1","2026-12-31",2026,"2026-12-31",2,0,1,128]
["SC_2072_A1",9.9,"Solar FV","Coveñas 34.5","Córdoba - Sucre",null,"","2025-12-31",2025,"2025-12-31",2,0,1,129]
["SC_2204_A1",19.899999999999999,"Solar FV","Magangue 13.8","Córdoba - Sucre",null,"","2025-12-31",2025,"2025-12-31",2,0,1,130]
["SC_2204_A2",19.899999999999999,"Solar FV","Magangue 34.5","Córdoba - Sucre",null,"SC_2204_A1","2025-12-31",2025,"2025-12-31",2,0,1,131]
["SC_2166_A1",19.899999999999999,"Solar FV","Tierralta 110","Córdoba - Sucre",null,"","2025-12-24",2025,"2025-12-24",2,0,1,132]
["SC_2166_A2",19.899999999999999,"Solar FV","Tierra Alta 34.5","Córdoba - Sucre",null,"SC_2166_A1","2025-12-24",2025,"2025-12-24",2,0,1,133]
["SC_1923_A1",50,"Solar FV","Chinu 220","Córdoba - Sucre",null,"","2027-12-31",2027,"2027-12-31",2,0,1,134]
["SC_1923_A2",50,"Solar FV","Chinu 500","Córdoba - Sucre",null,"SC_1923_A1","2027-12-31",2027,"2027-12-31",2,0,1,135]
["SC_1937_A1",50,"Solar FV","Chinu 220","Córdoba - Sucre",null,"","2027-12-31",2027,"2027-12-31",2,0,1,136]
["SC_1937_A2",50,"Solar FV","Chinu 500","Córdoba - Sucre",null,"SC_1937_A1","2027-12-31",2027,"2027-12-31",2,0,1,137]
["SC_1810_A1",50,"Solar FV","Coveñas 110","Córdoba - Sucre",null,"","2027-12-31",2027,"2027-12-31",2,0,1,138]
["SC_1810_A2",50,"Solar FV","Nva Toluviejo 110","Córdoba - Sucre",null,"SC_1810_A1","2027-12-31",2027,"2027-12-31",2,0,1,139]
["SC_1835_A1",50,"Solar FV","Coveñas 110","Córdoba - Sucre",null,"","2027-12-31",2027,"2027-12-31",2,0,1,140]
["SC_1835_A2",50,"Solar FV","Nva Toluviejo 110","Córdoba - Sucre",null,"SC_1835_A1","2027-12-31",2027,"2027-12-31",2,0,1,141]
["SC_1873_A1",99.9,"Solar FV","Chinu 220","Córdoba - Sucre",null,"","2026-12-31",2026,"2026-12-31",2,0,1,142]
["SC_1873_A2",99.9,"Solar FV","Toluviejo 220","Córdoba - Sucre",null,"SC_1873_A1","2026-12-31",2026,"2026-12-31",2,0,1,143]
["SC_2067_A1",70,"Solar FV","Tierralta 110","Córdoba - Sucre",null,"","2027-12-31",2027,"2027-12-31",2,0,1,144]
["SC_2067_A2",70,"Solar FV","Nva Monteria 110","Córdoba - Sucre",null,"SC_2067_A1","2027-12-31",2027,"2027-12-31",2,0,1,145]
["SC_1942_A1",135,"Solar FV","Cerromatoso 110","Córdoba - Sucre",null,"","2025-12-31",2025,"2025-12-31",2,0,1,146]
["SC_1942_A2",135,"Solar FV","Cerromatoso 500","Córdoba - Sucre",null,"SC_1942_A1","2025-12-31",2025,"2025-12-31",2,0,1,147]
["SC_2107_A1",175,"Solar FV","Chinu 220","Córdoba - Sucre",null,"","2026-12-18",2026,"2026-12-18",2,0,1,148]
["SC_2107_A2",175,"Solar FV","Monteria 220","Córdoba - Sucre",null,"SC_2107_A1","2026-12-18",2026,"2026-12-18",2,0,1,149]
["SC_2031_A1",70,"Solar FV","Coveñas 110","Córdoba - Sucre",null,"","2026-12-31",2026,"2026-12-31",2,0,1,150]
["SC_2136_A1",40,"Solar FV","San Marcos 110","Córdoba - Sucre",null,"","2026-12-31",2026,"2026-12-31",2,0,1,151]
["SC_2136_A2",40,"Solar FV","Toluviejo 110","Córdoba - Sucre",null,"SC_2136_A1","2026-12-31",2026,"2026-12-31",2,0,1,152]
["SC_2180_A1",40,"Solar FV","San Marcos 110","Córdoba - Sucre",null,"","2026-12-31",2026,"2026-12-31",2,0,1,153]
["SC_2180_A2",40,"Solar FV","Toluviejo 110","Córdoba - Sucre",null,"SC_2180_A1","2026-12-31",2026,"2026-12-31",2,0,1,154]
["SC_2185_A1",40,"Solar FV","San Marcos 110","Córdoba - Sucre",null,"","2026-12-31",2026,"2026-12-31",2,0,1,155]
["SC_2185_A2",40,"Solar FV","Toluviejo 110","Córdoba - Sucre",null,"SC_2185_A1","2026-12-31",2026,"2026-12-31",2,0,1,156]
["SC_1926_A1",9.9,"Solar FV","Tierra Alta 34.5","Córdoba - Sucre",null,"","2024-12-31",2024,"2024-12-31",2,0,1,157]
["SC_1926_A2",9.9,"Solar FV","Valencia 34.5","Córdoba - Sucre",null,"SC_1926_A1","2024-12-31",2024,"2024-12-31",2,0,1,158]
["SC_1825_A1",200,"Termica - Ciclo combinado","Sahagun 500 kV","Córdoba - Sucre",null,"","2026-12-01",2026,"2026-12-01",2,0,1,159]
["SC_1897_A1",90,"Solar FV","Sierra Flor 110","Córdoba - Sucre",null,"","2026-12-31",2026,"2026-12-31",2,0,1,160]
["SC_1897_A2",90,"Solar FV","Boston 110","Córdoba - Sucre",null,"SC_1897_A1","2026-12-31",2026,"2026-12-31",2,0,1,161]
["SC_2014_A1",9.9,"Solar FV","Chinu Planta 34.5","Córdoba - Sucre",null,"","2024-12-31",2024,"2024-12-31",2,0,1,162]
["SC_2014_A2",9.9,"Solar FV","Sahagun 34.5","Córdoba - Sucre",null,"SC_2014_A1","2024-12-31",2024,"2024-12-31",2,0,1,163]
["SC_2017_A1",9.9,"Solar FV","Chinu Planta 34.5","Córdoba - Sucre",null,"","2024-12-31",2024,"2024-12-31",2,0,1,164]
["SC_2017_A2",9.9,"Solar FV","Sahagun 34.5","Córdoba - Sucre",null,"SC_2017_A1","2024-12-31",2024,"2024-12-31",2,0,1,165]
["SC_2165_A1",0,"Solar FV","Ure 34.5","Córdoba - Sucre",null,"","2023-12-31",2023,"2023-12-31",2,0,1,166]
["SC_1820_A1",19.899999999999999,"Solar FV","Lorica 34.5","Córdoba - Sucre",null,"","2024-12-16",2024,"2024-12-16",2,0,1,167]
["SC_1820_A2",19.899999999999999,"Solar FV","San Bernardo 34.5","Córdoba - Sucre",null,"SC_1820_A1","2024-12-16",2024,"2024-12-16",2,0,1,168]
["SC_2325_A1",99.9,"Solar FV","San Marcos 110","Córdoba - Sucre",null,"","2026-12-31",2026,"2026-12-31",2,0,1,169]
["SC_2325_A2",99.9,"Solar FV","Since 110","Córdoba - Sucre",null,"SC_2325_A1","2026-12-31",2026,"2026-12-31",2,0,1,170]

{"sheet":"cortocircuito","index":5,"n_rows":3255,"n_cols":3,"rows_kept":3255,"cut":false,"hidden":false,"merged":[]}
["nombre","barra","aportecortocircuito"]
["SC_1853_A1","Tolu 34.5",7.1999999999999995E-2]
["SC_1853_A1","Tolu 13.8",0.19900000000000001]
["SC_1853_A2","Tolu 34.5",7.9000000000000001E-2]
["SC_1853_A2","Tolu 13.8",0.111]
["SC_1057_A1","Rio Sinu 13.8",0.92]
["SC_1057_A2","Rio sinu 34.5",0.37]
["SC_1058_A1","Rio Sinu 13.8",0.92]
["SC_1058_A2","Rio sinu 34.5",0.37]
["SC_1923_A1","Chinu 220",0.2]
["SC_1923_A2","Chinu 500",0.09]
["SC_1926_A1","Chinu 220",0.02]
["SC_1926_A1","Chinu 110",0.03]
["SC_1926_A1","Chinu 500",0.01]
["SC_1926_A1","Tierralta 110",0.36]
["SC_1926_A2","Chinu 220",0.02]
["SC_1926_A2","Chinu 110",0.03]
["SC_1926_A2","Chinu 500",0.01]
["SC_1926_A2","Tierralta 110",0.36]
["SC_1937_A1","Chinu 220",0.2]
["SC_1937_A2","Chinu 500",0.09]
["SC_1897_A1","Toluviejo 110",0.11]
["SC_1897_A2","Toluviejo 110",7.0000000000000007E-2]
["SC_2016_A1","Chinu 110",0.46]
["SC_2016_A1","Sierra Flor 110",0.54]
["SC_2016_A2","Chinu 110",0.47]
["SC_2016_A2","Sierra Flor 110",0.53]
["SC_2016_A3","Chinu 110",0.47]
["SC_2016_A3","Sierra Flor 110",0.53]
["SC_1887_A1","Cerromatoso 110",0.09]
["SC_1887_A1","Chinu 110",0.85]
["SC_1887_A2","Cerromatoso 110",0.09]
["SC_1887_A2","Chinu 110",0.76]
["SC_1810_A1","Coveñas 110",0.78]
["SC_1810_A1","Nva Toluviejo 110",0.14000000000000001]
["SC_1810_A2","Coveñas 110",0.04]
["SC_1810_A2","Nva Toluviejo 110",0.78]
["SC_1835_A1","Coveñas 110",0.78]
["SC_1835_A2","Coveñas 110",0.37]
["SC_1942_A1","Cerromatoso 110",1.49]
["SC_1942_A2","Cerromatoso 110",0.18]
["SC_1179_A1","Monteria 220",0.04]
["SC_1179_A1","Nva Toluviejo 110",0.02]
["SC_1179_A2","Nva Toluviejo 110",0.01]
["SC_1206_A1","Cerromatoso 500",0.52]
["SC_1206_A2","Cerromatoso 500",0.19]
["SC_1268_A1","Cerromatoso 110",0.06]
["SC_1268_A1","Chinu 110",0.01]
["SC_1268_A2","Cerromatoso 110",0.06]
["SC_1268_A2","Chinu 110",0.01]
["SC_1269_A1","Cerromatoso 110",0.03]
["SC_1269_A1","Chinu 110",0]
["SC_1269_A2","Cerromatoso 110",0.03]
["SC_1269_A2","Chinu 110",0]
["SC_1825_A1","Cerromatoso 110",0]
["SC_1825_A1","Chinu 110",0]
["SC_1825_A2","Cerromatoso 110",0]
["SC_1825_A2","Chinu 110",0]
["SC_1359_A1","Cerromatoso 110",0.02]
["SC_1359_A2","Cerromatoso 110",0.02]
["SC_1395_A1","Toluviejo 110",0.01]
["SC_1395_A2","Toluviejo 110",0.01]
["SC_1396_A1","Toluviejo 110",0.01]
["SC_1396_A2","Toluviejo 110",0.01]
["SC_1435_A1","Cerromatoso 110",0.01]
["SC_1435_A1","Chinu 110",0.06]
["SC_1435_A2","Cerromatoso 110",0.01]
["SC_1435_A2","Chinu 110",0.06]
["SC_2031\n_A1","Nva Toluviejo 110",0.26]
["SC_2031\n_A2","Nva Toluviejo 110",0.13]
["SC_1970_A1","Nva Monetria 13.8",0.44]
["SC_1970_A2","Nva Monetria 13.8",0.49]
["SC_1520_A1","Bolivar 220",0]
["SC_1520_A2","Bolivar 220",0.04]
["SC_2111_A1","Cerromatoso 110",0.12]
["SC_2111_A2","Cerromatoso 110",0.01]
["SC_2017_A1","La Union 34.5",0.01]
["SC_2165_A1","Cerromatoso 110",0.04]
["SC_1813_A1","Cerromatoso 110",0.02]
["SC_1813_A2","Cerromatoso 110",0.02]
["SC_1692_A1","Cerromatoso 110",1.07]
["SC_1692_A1","Chinu 110",0.12]
["SC_408_A1","Cerete 34.5",0.11354]
["SC_408_A1","Nva Toluviejo 110",0.18761]
["SC_408_A2","Cerete 34.5",2.8039999999999999E-2]
["SC_408_A2","Nva Toluviejo 110",4.4679999999999997E-2]
["SC_44_A1","Chinu 110",0.06]
["SC_44_A2","Chinu 110",0.03]
["SC_828_A1","Chinu 110",0.2]
["SC_828_A2","Chinu 110",0.2]
["SC_47_A1","Chinu 110",0.06]
["SC_47_A2","Chinu 110",0.03]
["SC_483_A1","Nva Toluviejo 110",0.37630000000000002]
["SC_483_A2","Nva Toluviejo 110",0.37630000000000002]
["SC_1782_A1","Cerromatoso 110",0.15]
["SC_1782_A1","Nva Toluviejo 110",1.23]
["SC_1782_A2","Nva Toluviejo 110",0.68]
["SC_630_A1","Nva Toluviejo 110",1.5800000000000002E-2]
["SC_630_A2","Nva Toluviejo 110",1.9699999999999999E-2]
["SC_681_A1","Cerromatoso 110",0.01]
["SC_681_A1","Nva Toluviejo 110",0.05]
["SC_681_A2","Cerromatoso 110",0.01]
["SC_681_A2","Nva Toluviejo 110",0.03]
["SC_692_A1","Cerete 34.5",0]
["SC_692_A1","Nva Toluviejo 110",0]
["SC_692_A2","Cerete 34.5",0]
["SC_692_A2","Nva Toluviejo 110",0]
["SC_713_A1","Nva Toluviejo 110",0]
["SC_713_A2","Nva Toluviejo 110",0.01]
["SC_1491_A1","Nva Toluviejo 110",0.05]
["SC_1491_A2","Nva Toluviejo 110",0.03]
["SC_778_A1","Nva Monetria 13.8",0]
["SC_778_A1","Nva Toluviejo 110",0.03]
["SC_778_A2","Nva Monetria 13.8",0]
["SC_778_A2","Nva Toluviejo 110",0.03]
["SC_1715_A1","Cerromatoso 110",4.8000000000000001E-2]
["SC_1715_A1","Sierra Flor 110",9.6000000000000002E-2]
["SC_1715_A1","Rio Sinu 110",3.1E-2]
["SC_1715_A2","Cerromatoso 110",3.5999999999999997E-2]
["SC_1715_A2","Sierra Flor 110",0.44500000000000001]
["SC_1715_A2","Rio Sinu 110",2.3E-2]
["SC_1894_A1","Cerromatoso 110",0.02]
["SC_1894_A1","Sierra Flor 110",0.32]
["SC_1894_A1","Rio Sinu 110",0.02]
["SC_1894_A2","Cerromatoso 110",0.02]
["SC_1894_A2","Sierra Flor 110",0.13]
["SC_1894_A2","Rio Sinu 110",0.02]
["SC_836_A1","Nva Toluviejo 110",0.03]
["SC_836_A2","Nva Toluviejo 110",0.03]
["SC_2166_A1","Nva Toluviejo 110",0]
["SC_2166_A2","Nva Toluviejo 110",0]
["SC_942_A1","Nva Toluviejo 110",0.17]
["SC_942_A2","Nva Toluviejo 110",7.0000000000000007E-2]
["SC_1762_A1","Cerete 34.5",0.18]
["SC_1762_A1","Nva Monetria 13.8",0]
["SC_1762_A2","Cerete 34.5",0.03]
["SC_1762_A2","Nva Monetria 13.8",0]
["SC_1809_A1","Coveñas 110",4.95]
["SC_1809_A1","Toluviejo 110",0.02]
["SC_1809_A2","Coveñas 34.5",4.63]
["SC_1809_A2","Toluviejo 110",0.02]
["SC_1873_A1","Nva Toluviejo 110",0.2]
["SC_1873_A2","Nva Toluviejo 110",0.44500000000000001]
["SC_1853_A1","Boston 110",4.0000000000000001E-3]
["SC_1853_A1","Chinu 110",6.0000000000000001E-3]
["SC_1853_A1","Magangue 110",0]
["SC_1853_A1","Mompox 110",0]
["SC_1853_A1","Nva Toluviejo 110",2.4E-2]
["SC_1853_A1","Coveñas 110",3.0000000000000001E-3]
["SC_1853_A1","Pasacaballos 110",1E-3]
["SC_1853_A1","Pasacaballos 220",2E-3]
["SC_1853_A1","Since 110",0]
["SC_1853_A1","Toluviejo 220",7.0000000000000001E-3]
["SC_1853_A2","Boston 110",5.0000000000000001E-3]
["SC_1853_A2","Chinu 110",7.0000000000000001E-3]
["SC_1853_A2","Magangue 110",0]
["SC_1853_A2","Mompox 110",0]
["SC_1853_A2","Nva Toluviejo 110",2.8000000000000001E-2]
["SC_1853_A2","Coveñas 110",3.0000000000000001E-3]
["SC_1853_A2","Pasacaballos 110",2E-3]
["SC_1853_A2","Pasacaballos 220",2E-3]
["SC_1853_A2","Since 110",0]
["SC_1853_A2","Toluviejo 220",8.0000000000000002E-3]
["SC_1057_A1","Chinu 500",0.01]
["SC_1057_A1","Chinu 220",0.01]
["SC_1057_A1","Monteria 220",0.02]
["SC_1057_A1","Chinu 110",0.01]
["SC_1057_A1","Chinu Planta 110",0.01]
["SC_1057_A1","Monteria 110",0.08]
["SC_1057_A1","Nva Toluviejo 110",0.09]
["SC_1057_A1","Rio Sinu 110",7.0000000000000007E-2]
["SC_1057_A1","Tierralta 110",0.01]
["SC_1057_A1","Cerete 34.5",0.03]
["SC_1057_A1","Monteria 34.5",0.13]
["SC_1057_A1","Monteria 13.8",0.18]
["SC_1057_A1","Nva Monteria 34.5",0.08]
["SC_1057_A1","Nva Monetria 13.8",0.16]
["SC_1057_A1","Rio sinu 34.5",0.38]
["SC_1057_A2","Chinu 500",0.01]
["SC_1057_A2","Chinu 220",0.01]
["SC_1057_A2","Monteria 220",0.02]
["SC_1057_A2","Chinu 110",0.01]
["SC_1057_A2","Chinu Planta 110",0.01]
["SC_1057_A2","Monteria 110",0.08]
["SC_1057_A2","Nva Toluviejo 110",0.09]
["SC_1057_A2","Rio Sinu 110",0.08]
["SC_1057_A2","Tierralta 110",0.01]
["SC_1057_A2","Cerete 34.5",0.03]
["SC_1057_A2","Monteria 34.5",0.14000000000000001]
["SC_1057_A2","Monteria 13.8",0.19]
["SC_1057_A2","Nva Monteria 34.5",0.09]
["SC_1057_A2","Nva Monetria 13.8",0.17]
["SC_1057_A2","Rio Sinu 13.8",0.45]
["SC_1058_A1","Chinu 500",0.01]
["SC_1058_A1","Chinu 220",0.01]
["SC_1058_A1","Monteria 220",0.02]
["SC_1058_A1","Chinu 110",0.01]
["SC_1058_A1","Chinu Planta 110",0.01]
["SC_1058_A1","Monteria 110",0.08]
["SC_1058_A1","Nva Toluviejo 110",0.09]
["SC_1058_A1","Rio Sinu 110",7.0000000000000007E-2]
["SC_1058_A1","Tierralta 110",0.01]
["SC_1058_A1","Cerete 34.5",0.03]
["SC_1058_A1","Monteria 34.5",0.13]
["SC_1058_A1","Monteria 13.8",0.18]
["SC_1058_A1","Nva Monteria 34.5",0.08]
["SC_1058_A1","Nva Monetria 13.8",0.16]
["SC_1058_A1","Rio sinu 34.5",0.38]
["SC_1058_A2","Chinu 500",0.01]
["SC_1058_A2","Chinu 220",0.01]
["SC_1058_A2","Monteria 220",0.02]
["SC_1058_A2","Chinu 110",0.01]
["SC_1058_A2","Chinu Planta 110",0.01]
["SC_1058_A2","Monteria 110",0.08]
["SC_1058_A2","Nva Toluviejo 110",0.09]
["SC_1058_A2","Rio Sinu 110",0.08]
["SC_1058_A2","Tierralta 110",0.01]
["SC_1058_A2","Cerete 34.5",0.03]
["SC_1058_A2","Monteria 34.5",0.14000000000000001]
["SC_1058_A2","Monteria 13.8",0.19]
["SC_1058_A2","Nva Monteria 34.5",0.09]
["SC_1058_A2","Nva Monetria 13.8",0.17]
["SC_1058_A2","Rio Sinu 13.8",0.45]
["SC_1923_A1","Bolivar 500",0.01]
["SC_1923_A1","Cerromatoso 500",0.02]
["SC_1923_A1","Chinu 500",0.06]
["SC_1923_A1","Sahagun 500 kV",0.02]
["SC_1923_A1","Bolivar 220",0.01]
["SC_1923_A1","Monteria 220",0.02]
["SC_1923_A1","Toluviejo 220",0.02]
["SC_1923_A1","Chinu 110",0.01]
["SC_1923_A1","Nva Toluviejo 110",0.01]
["SC_1923_A1","Nva Monteria 110",0.01]
["SC_1923_A1","Rio Sinu 110",0.01]
["SC_1923_A1","Toluviejo 110",0.01]
["SC_1923_A2","Bolivar 500",0.01]
["SC_1923_A2","Cerromatoso 500",0.03]
["SC_1923_A2","Sahagun 500 kV",0.03]
["SC_1923_A2","Bolivar 220",0.01]
["SC_1923_A2","Chinu 220",0.01]
["SC_1923_A2","Chinu 110",0.01]
["SC_1926_A1","Nva Monteria 110",0.04]
["SC_1926_A1","Cerromatoso 220",0.01]
["SC_1926_A1","Cerete 110",0.02]
["SC_1926_A1","Urra 220",0.03]
["SC_1926_A1","Boston 110",0.01]
["SC_1926_A1","Cerromatoso 500",0.01]
["SC_1926_A1","Monteria 110",0.04]
["SC_1926_A1","Nva Toluviejo 110",0.02]
["SC_1926_A1","Rio Sinu 110",0.04]
["SC_1926_A1","Sahagun 500 kV",0.01]
["SC_1926_A1","San Marcos 110",0.01]
["SC_1926_A1","Since 110",0.01]
["SC_1926_A1","Tierra Alta 34.5",0.26]
["SC_1926_A1","Toluviejo 220",0.01]
["SC_1926_A1","Urra 110",0.06]
["SC_1926_A1","Valencia 34.5",0.06]
["SC_1926_A2","Nva Monteria 110",0.04]
["SC_1926_A2","Cerromatoso 220",0.01]
["SC_1926_A2","Cerete 110",0.02]
["SC_1926_A2","Urra 220",0.03]
["SC_1926_A2","Boston 110",0.01]
["SC_1926_A2","Cerromatoso 500",0.01]
["SC_1926_A2","Monteria 110",0.04]
["SC_1926_A2","Nva Toluviejo 110",0.02]
["SC_1926_A2","Rio Sinu 110",0.04]
["SC_1926_A2","Sahagun 500 kV",0.01]
["SC_1926_A2","San Marcos 110",0.01]
["SC_1926_A2","Since 110",0.01]
["SC_1926_A2","Tierra Alta 34.5",0.26]
["SC_1926_A2","Toluviejo 220",0.01]
["SC_1926_A2","Urra 110",0.06]
["SC_1926_A2","Valencia 34.5",0.2]
["SC_1937_A1","Bolivar 500",0.01]
["SC_1937_A1","Cerromatoso 500",0.02]
["SC_1937_A1","Chinu 500",0.06]
["SC_1937_A1","Sahagun 500 kV",0.02]
["SC_1937_A1","Bolivar 220",0.01]
["SC_1937_A1","Monteria 220",0.02]
["SC_1937_A1","Toluviejo 220",0.02]
["SC_1937_A1","Chinu 110",0.01]
["SC_1937_A1","Nva Toluviejo 110",0.01]
["SC_1937_A1","Nva Monteria 110",0.01]
["SC_1937_A1","Rio Sinu 110",0.01]
["SC_1937_A1","Toluviejo 110",0.01]
["SC_1937_A2","Bolivar 500",0.01]
["SC_1937_A2","Cerromatoso 500",0.03]
["SC_1937_A2","Sahagun 500 kV",0.03]
["SC_1937_A2","Bolivar 220",0.01]
["SC_1937_A2","Chinu 220",0.01]
["SC_1937_A2","Chinu 110",0.01]
["SC_1897_A1","Boston 110",0.18]
["SC_1897_A1","Cerete 110",0.01]
["SC_1897_A1","Cerromatoso 220",0.01]
["SC_1897_A1","Cerromatoso 500",0.02]
["SC_1897_A1","Cerromatoso 110",0.01]
["SC_1897_A1","Chinu 220",0.03]
["SC_1897_A1","Chinu 500",0.04]
["SC_1897_A1","Chinu 110",0.15]
["SC_1897_A1","Chinu Planta 110",0.13]
["SC_1897_A1","Coveñas 110",0.02]
["SC_1897_A1","Monteria 110",0.01]
["SC_1897_A1","Nva Monteria 110",0.01]
["SC_1897_A1","Rio Sinu 110",0.01]
["SC_1897_A1","Sahagun 500 kV",0.02]
["SC_1897_A1","San Marcos 110",0.01]
["SC_1897_A1","Sierra Flor 110",0.26]
["SC_1897_A1","Since 110",0.01]
["SC_1897_A1","Toluviejo 220",0.03]
["SC_1897_A1","Urra 220",0.01]
["SC_1897_A2","Boston 110",0.26]
["SC_1897_A2","Cerete 110",0.01]
["SC_1897_A2","Cerromatoso 220",0.01]
["SC_1897_A2","Cerromatoso 500",0.03]
["SC_1897_A2","Cerromatoso 110",0.01]
["SC_1897_A2","Chinu 220",0.02]
["SC_1897_A2","Chinu 500",0.04]
["SC_1897_A2","Chinu 110",0.19]
["SC_1897_A2","Chinu Planta 110",0.16]
["SC_1897_A2","Coveñas 110",0.01]
["SC_1897_A2","Monteria 110",0.01]
["SC_1897_A2","Nva Monteria 110",0.01]
["SC_1897_A2","Rio Sinu 110",0.01]
["SC_1897_A2","Sahagun 500 kV",0.02]
["SC_1897_A2","San Marcos 110",0.01]
["SC_1897_A2","Sierra Flor 110",0.14000000000000001]
["SC_1897_A2","Since 110",0.01]
["SC_1897_A2","Toluviejo 220",0.02]
["SC_1897_A2","Urra 220",0.01]
["SC_1118_A1","Boston 13.8",0.42]
["SC_1118_A1","Boston 34.5",0.16]
["SC_1118_A1","Corozal 34.5",0.04]
["SC_1118_A1","El Cortijo 34.5",0.02]
["SC_1118_A1","Sierra Flor 34.5",0.02]
["SC_1118_A1","Boston 110",0.05]
["SC_1118_A1","Chinu Planta 110",0.03]
["SC_1118_A1","Magangue 110",0.01]
["SC_1118_A1","Toluviejo 110",0.02]
["SC_1118_A2","Boston 13.8",0.14000000000000001]
["SC_1118_A2","Boston 34.5",0.17]
["SC_1118_A2","Corozal 34.5",0.04]
["SC_1118_A2","El Cortijo 34.5",0.02]
["SC_1118_A2","Sierra Flor 34.5",0.02]
["SC_1118_A2","Boston 110",0.05]
["SC_1118_A2","Chinu Planta 110",0.03]
["SC_1118_A2","Magangue 110",0.01]
["SC_1118_A2","Toluviejo 110",0.02]
["SC_1118_A2","Sierra Flor 110",0.01]
["SC_1118_A2","Coveñas 110",0.01]
["SC_2016_A1","Boston 110",0.27]
["SC_2016_A1","Nva Toluviejo 110",0.54]
["SC_2016_A1","Toluviejo 110",0.43]
["SC_2016_A1","Since 110",7.0000000000000007E-2]
["SC_2016_A2","Boston 110",0.41]
["SC_2016_A2","Nva Toluviejo 110",0.53]
["SC_2016_A2","Toluviejo 110",0.42]
["SC_2016_A2","Since 110",7.0000000000000007E-2]
["SC_2016_A3","Boston 110",0.41]
["SC_2016_A3","Nva Toluviejo 110",0.53]
["SC_2016_A3","Toluviejo 110",0.42]
["SC_2016_A3","Since 110",7.0000000000000007E-2]
["SC_1838_A1","Boston 110",4.0000000000000001E-3]
["SC_1838_A1","Chinu 110",2.5000000000000001E-2]
["SC_1838_A1","Chinu Planta 34.5",4.0000000000000001E-3]
["SC_1838_A1","Chinu Planta 110",0.02]
["SC_1838_A1","Magangue 110",7.0000000000000001E-3]
["SC_1838_A1","Mompox 110",2E-3]
["SC_1838_A1","Nva Toluviejo 110",2E-3]
["SC_1838_A1","Coveñas 110",1E-3]
["SC_1838_A1","Sierra Flor 34.5",2E-3]
["SC_1838_A1","Since 110",2.8000000000000001E-2]
["SC_1838_A1","Since 13.8",0.22700000000000001]
["SC_1838_A1","Since 34.5",2E-3]
["SC_1838_A1","Toluviejo 220",1E-3]
["SC_1838_A2","Boston 110",2.3E-2]
["SC_1838_A2","Boston 13.8",3.5999999999999997E-2]
["SC_1838_A2","Boston 34.5",6.2E-2]
["SC_1838_A2","Chinu 110",1.7000000000000001E-2]
["SC_1838_A2","Chinu Planta 34.5",3.0000000000000001E-3]
["SC_1838_A2","Chinu Planta 110",1.4E-2]
["SC_1838_A2","Corozal 34.5",8.6999999999999994E-2]
["SC_1838_A2","Corozal 13.8",0.224]
["SC_1838_A2","Nva Toluviejo 110",8.9999999999999993E-3]
["SC_1838_A2","Coveñas 110",2E-3]
["SC_1838_A2","Pasacaballos 110",1E-3]
["SC_1838_A2","Pasacaballos 220",1E-3]
["SC_1838_A2","Sierra Flor 34.5",0.08]
["SC_1838_A2","Toluviejo 220",3.0000000000000001E-3]
["SC_1882_A1","Boston 110",4.0000000000000001E-3]
["SC_1882_A1","Chinu 110",2.5000000000000001E-2]
["SC_1882_A1","Chinu Planta 34.5",4.0000000000000001E-3]
["SC_1882_A1","Chinu Planta 110",0.02]
["SC_1882_A1","Magangue 110",7.0000000000000001E-3]
["SC_1882_A1","Mompox 110",2E-3]
["SC_1882_A1","Nva Toluviejo 110",2E-3]
["SC_1882_A1","Coveñas 110",1E-3]
["SC_1882_A1","Sierra Flor 34.5",2E-3]
["SC_1882_A1","Since 110",2.8000000000000001E-2]
["SC_1882_A1","Since 13.8",0.22700000000000001]
["SC_1882_A1","Since 34.5",2E-3]
["SC_1882_A1","Toluviejo 220",1E-3]
["SC_1882_A2","Boston 110",2.3E-2]
["SC_1882_A2","Boston 13.8",3.5999999999999997E-2]
["SC_1882_A2","Boston 34.5",6.2E-2]
["SC_1882_A2","Chinu 110",1.7000000000000001E-2]
["SC_1882_A2","Chinu Planta 34.5",3.0000000000000001E-3]
["SC_1882_A2","Chinu Planta 110",1.4E-2]
["SC_1882_A2","Corozal 34.5",8.6999999999999994E-2]
["SC_1882_A2","Corozal 13.8",0.224]
["SC_1882_A2","Nva Toluviejo 110",8.9999999999999993E-3]
["SC_1882_A2","Coveñas 110",2E-3]
["SC_1882_A2","Pasacaballos 110",1E-3]
["SC_1882_A2","Pasacaballos 220",1E-3]
["SC_1882_A2","Sierra Flor 34.5",0.08]
["SC_1882_A2","Toluviejo 220",3.0000000000000001E-3]
["SC_1887_A1","Boston 110",3.14]
["SC_1887_A1","Caucasia 110",0.02]
["SC_1887_A1","Cerete 110",0.09]
["SC_1887_A1","Cerromatoso 220",0.04]
["SC_1887_A1","Cerromatoso 500",0.1]
["SC_1887_A1","Chinu 220",0.11]
["SC_1887_A1","Chinu 500",0.15]
["SC_1887_A1","Coveñas 110",0.12]
["SC_1887_A1","La Mojana 110",0.03]
["SC_1887_A1","Magangue 110",0.05]
["SC_1887_A1","Mompox 110",0.03]
["SC_1887_A1","Monteria 220",0.05]
["SC_1887_A1","Monteria 110",0.09]
["SC_1887_A1","Nva Monteria 110",0.09]
["SC_1887_A1","Nva Toluviejo 110",0.2]
["SC_1887_A1","Pasacaballos 110",0.08]
["SC_1887_A1","Pasacaballos 220",0.05]
["SC_1887_A1","Planeta 110",0.01]
["SC_1887_A1","Rio Sinu 110",0.06]
["SC_1887_A1","Sahagun 500 kV",0.09]
["SC_1887_A1","San Marcos 110",0.05]
["SC_1887_A1","Sierra Flor 110",1.2]
["SC_1887_A1","Since 110",0.09]
["SC_1887_A1","Tierralta 110",0.03]
["SC_1887_A1","Toluviejo 110",0.19]
["SC_1887_A1","Toluviejo 220",0.09]
["SC_1887_A1","Uraba 220",0.03]
["SC_1887_A1","Urra 220",0.04]
["SC_1887_A1","Urra 110",0.03]
["SC_1887_A2","Boston 110",1.78]
["SC_1887_A2","Caucasia 110",0.02]
["SC_1887_A2","Cerete 110",0.08]
["SC_1887_A2","Cerromatoso 220",0.04]
["SC_1887_A2","Cerromatoso 500",0.09]
["SC_1887_A2","Chinu 220",0.12]
["SC_1887_A2","Chinu 500",0.14000000000000001]
["SC_1887_A2","Coveñas 110",0.12]
["SC_1887_A2","La Mojana 110",0.03]
["SC_1887_A2","Magangue 110",0.05]
["SC_1887_A2","Mompox 110",0.03]
["SC_1887_A2","Monteria 220",0.05]
["SC_1887_A2","Monteria 110",0.09]
["SC_1887_A2","Nva Monteria 110",0.09]
["SC_1887_A2","Nva Toluviejo 110",0.24]
["SC_1887_A2","Pasacaballos 110",0.09]
["SC_1887_A2","Pasacaballos 220",0.06]
["SC_1887_A2","Planeta 110",0.01]
["SC_1887_A2","Rio Sinu 110",0.06]
["SC_1887_A2","Sahagun 500 kV",0.09]
["SC_1887_A2","San Marcos 110",0.05]
["SC_1887_A2","Sierra Flor 110",2.94]
["SC_1887_A2","Since 110",0.09]
["SC_1887_A2","Tierralta 110",0.03]
["SC_1887_A2","Toluviejo 110",0.23]
["SC_1887_A2","Toluviejo 220",0.1]
["SC_1887_A2","Uraba 220",0.03]
["SC_1887_A2","Urra 220",0.04]
["SC_1887_A2","Urra 110",0.03]
["SC_1807_A1","Cerete 110",0.01]
["SC_1807_A1","Cerromatoso 220",0.01]
["SC_1807_A1","Chinu 110",0.01]
["SC_1807_A1","Chinu 220",0.01]
["SC_1807_A1","Coveñas 110",0]
["SC_1807_A1","Monteria 220",0.02]
["SC_1807_A1","Nva Toluviejo 110",0.03]
["SC_1807_A1","Rio Sinu 110",0.01]
["SC_1807_A1","Monteria 110",0.03]
["SC_1807_A2","Cerete 110",0.01]
["SC_1807_A2","Cerromatoso 220",0.01]
["SC_1807_A2","Chinu 110",0.01]
["SC_1807_A2","Chinu 220",0.01]
["SC_1807_A2","Coveñas 110",0]
["SC_1807_A2","Monteria 220",0.01]
["SC_1807_A2","Nva Toluviejo 110",0.02]
["SC_1807_A2","Rio Sinu 110",0.1]
["SC_1807_A2","Monteria 110",0.03]
["SC_1810_A1","Bolivar 500",0.01]
["SC_1810_A1","Cerromatoso 500",0.03]
["SC_1810_A1","Chinu 500",0.08]
["SC_1810_A1","Sahagun 500 kV",0.02]
["SC_1810_A1","Bolivar 220",0.02]
["SC_1810_A1","Chinu 220",0.03]
["SC_1810_A1","Monteria 220",0.01]
["SC_1810_A1","Pasacaballos 220",0.01]
["SC_1810_A1","Toluviejo 220",0.04]
["SC_1810_A1","Boston 110",0.08]
["SC_1810_A1","Cerete 110",0.01]
["SC_1810_A1","Chinu 110",0.28999999999999998]
["SC_1810_A1","Pasacaballos 110",0.01]
["SC_1810_A1","Sierra Flor 110",0.04]
["SC_1810_A1","Toluviejo 110",0.14000000000000001]
["SC_1810_A2","Bolivar 500",0.01]
["SC_1810_A2","Cerromatoso 500",0.02]
["SC_1810_A2","Chinu 500",0.06]
["SC_1810_A2","Sahagun 500 kV",0.02]
["SC_1810_A2","Bolivar 220",0.05]
["SC_1810_A2","Chinu 220",7.0000000000000007E-2]
["SC_1810_A2","Monteria 220",0.01]
["SC_1810_A2","Pasacaballos 220",0.04]
["SC_1810_A2","Toluviejo 220",0.19]
["SC_1810_A2","Boston 110",0.03]
["SC_1810_A2","Chinu 110",0.06]
["SC_1810_A2","Pasacaballos 110",0.03]
["SC_1810_A2","Sierra Flor 110",0.02]
["SC_1810_A2","Toluviejo 110",0.77]
["SC_1835_A1","Bolivar 500",0.01]
["SC_1835_A1","Cerromatoso 500",0.03]
["SC_1835_A1","Chinu 500",0.08]
["SC_1835_A1","Sahagun 500 kV",0.02]
["SC_1835_A1","Bolivar 220",0.02]
["SC_1835_A1","Chinu 220",0.03]
["SC_1835_A1","Monteria 220",0.01]
["SC_1835_A1","Pasacaballos 220",0.01]
["SC_1835_A1","Toluviejo 220",0.04]
["SC_1835_A1","Boston 110",0.08]
["SC_1835_A1","Cerete 110",0.01]
["SC_1835_A1","Chinu 110",0.28999999999999998]
["SC_1835_A1","Nva Toluviejo 110",0.01]
["SC_1835_A1","Pasacaballos 110",0.01]
["SC_1835_A1","Sierra Flor 110",0.04]
["SC_1835_A1","Toluviejo 110",0.14000000000000001]
["SC_1835_A2","Bolivar 500",0.01]
["SC_1835_A2","Cerromatoso 500",0.02]
["SC_1835_A2","Chinu 500",0.06]
["SC_1835_A2","Sahagun 500 kV",0.02]
["SC_1835_A2","Bolivar 220",0.05]
["SC_1835_A2","Chinu 220",7.0000000000000007E-2]
["SC_1835_A2","Monteria 220",0.01]
["SC_1835_A2","Pasacaballos 220",0.04]
["SC_1835_A2","Toluviejo 220",0.19]
["SC_1835_A2","Boston 110",0.03]
["SC_1835_A2","Chinu 110",0.06]
["SC_1835_A2","Nva Toluviejo 110",0.01]
["SC_1835_A2","Pasacaballos 110",0.03]
["SC_1835_A2","Sierra Flor 110",0.02]
["SC_1835_A2","Toluviejo 110",0.77]
["SC_1918_A1","Chinu 110",0.02]
["SC_1918_A1","Chinu 220",0.01]
["SC_1918_A1","Nva Toluviejo 110",0.01]
["SC_1918_A1","Boston 110",0.01]
["SC_1918_A2","Chinu 110",0.02]
["SC_1918_A2","Chinu 220",0.01]
["SC_1918_A2","Nva Toluviejo 110",0.01]
["SC_1918_A2","Boston 110",0.1]
["SC_1942_A1","Caucasia 110",0.24]
["SC_1942_A1","Cerromatoso 220",0.06]
["SC_1942_A1","Cerromatoso 500",0.22]
["SC_1942_A1","Chinu 500",0.1]
["SC_1942_A1","Planeta 110",0.11]
["SC_1942_A1","Sahagun 500 kV",0.1]
["SC_1942_A2","Caucasia 110",0.04]
["SC_1942_A2","Cerromatoso 220",0.06]
["SC_1942_A2","Cerromatoso 500",0.18]
["SC_1942_A2","Chinu 500",0.1]
["SC_1942_A2","Planeta 110",0.02]
["SC_1942_A2","Sahagun 500 kV",0.1]
["SC_1179_A1","Bolivar 500",0.01]
["SC_1179_A1","Cerromatoso 500",0.04]
["SC_1179_A1","Chinu 500",0.11]
["SC_1179_A1","Sahagun 500 kV",0.03]
["SC_1179_A1","Bolivar 220",0.02]
["SC_1179_A1","Chinu 220",0.35]
["SC_1179_A1","Pasacaballos 220",0.01]
["SC_1179_A1","Toluviejo 220",0.04]
["SC_1179_A1","Uraba 220",0.01]
["SC_1179_A1","Urra 220",0.01]
["SC_1179_A1","Boston 110",0.01]
["SC_1179_A1","Cerete 110",0.01]
["SC_1179_A1","Chinu 110",0.03]
["SC_1179_A1","Rio Sinu 110",0.01]
["SC_1179_A1","Toluviejo 110",0.02]
["SC_1179_A2","Bolivar 500",0.01]
["SC_1179_A2","Cerromatoso 500",0.04]
["SC_1179_A2","Chinu 500",0.12]
["SC_1179_A2","Sahagun 500 kV",0.04]
["SC_1179_A2","Bolivar 220",0.01]
["SC_1179_A2","Chinu 220",0.02]
["SC_1179_A2","Monteria 220",0.01]
["SC_1179_A2","Toluviejo 220",0.01]
["SC_1179_A2","Boston 110",0.16]
["SC_1179_A2","Cerete 110",0.01]
["SC_1179_A2","Chinu 110",0.71]
["SC_1179_A2","Coveñas 110",0.02]
["SC_1179_A2","Monteria 110",19.75]
["SC_1179_A2","Rio Sinu 110",0.01]
["SC_1179_A2","Sierra Flor 110",7.0000000000000007E-2]
["SC_1179_A2","Toluviejo 110",0.01]
["SC_1206_A1","Bolivar 500",0.01]
["SC_1206_A1","Chinu 500",0.16]
["SC_1206_A1","Sahagun 500 kV",0.12]
["SC_1206_A1","Bolivar 220",0.01]
["SC_1206_A1","Cerromatoso 220",0.02]
["SC_1206_A1","Chinu 220",0.01]
["SC_1206_A1","Urra 220",0.01]
["SC_1206_A1","Boston 110",0.01]
["SC_1206_A1","Chinu 110",0.02]
["SC_1206_A2","Bolivar 500",0.01]
["SC_1206_A2","Chinu 500",0.22]
["SC_1206_A2","Sahagun 500 kV",0.52]
["SC_1206_A2","Bolivar 220",0.02]
["SC_1206_A2","Cerromatoso 220",0.01]
["SC_1206_A2","Chinu 220",0.02]
["SC_1206_A2","Boston 110",0.01]
["SC_1206_A2","Chinu 110",0.03]
["SC_1268_A1","Ayapel 13.8",0.32]
["SC_1268_A1","Ayapel 34.5",0.21]
["SC_1268_A1","Caucasia 110",0.01]
["SC_1268_A1","Cerete 110",0]
["SC_1268_A1","Cerromatoso 220",0]
["SC_1268_A1","Cerromatoso 500",0.01]
["SC_1268_A1","Chinu 220",0]
["SC_1268_A1","Chinu 500",0.01]
["SC_1268_A1","La Mojana 110",0]
["SC_1268_A1","Las Delicias 34.5",0.18]
["SC_1268_A1","Monteria 220",0]
["SC_1268_A1","Monteria 110",0]
["SC_1268_A1","Nva Monteria 110",0]
["SC_1268_A1","Planeta 110",0.01]
["SC_1268_A1","Rio Sinu 110",0]
["SC_1268_A1","Sahagun 500 kV",0]
["SC_1268_A1","San Marcos 110",0]
["SC_1268_A1","Tierralta 110",0]
["SC_1268_A1","Urra 220",0]
["SC_1268_A1","Urra 110",0]
["SC_1268_A2","Ayapel 13.8",2.17]
["SC_1268_A2","Ayapel 34.5",0.21]
["SC_1268_A2","Caucasia 110",0.01]
["SC_1268_A2","Cerete 110",0]
["SC_1268_A2","Cerromatoso 220",0]
["SC_1268_A2","Cerromatoso 500",0.01]
["SC_1268_A2","Chinu 220",0]
["SC_1268_A2","Chinu 500",0.01]
["SC_1268_A2","La Mojana 110",0]
["SC_1268_A2","Las Delicias 34.5",0.18]
["SC_1268_A2","Monteria 220",0]
["SC_1268_A2","Monteria 110",0]
["SC_1268_A2","Nva Monteria 110",0]
["SC_1268_A2","Planeta 110",0.01]
["SC_1268_A2","Rio Sinu 110",0]
["SC_1268_A2","Sahagun 500 kV",0]
["SC_1268_A2","San Marcos 110",0]
["SC_1268_A2","Tierralta 110",0]
["SC_1268_A2","Urra 220",0]
["SC_1268_A2","Urra 110",0]
["SC_1269_A1","Caucasia 110",0.01]
["SC_1269_A1","Centro Alegre 34.5",0.16]
["SC_1269_A1","Cerete 110",0]
["SC_1269_A1","Cerromatoso 220",0]
["SC_1269_A1","Cerromatoso 500",0]
["SC_1269_A1","Chinu 220",0]
["SC_1269_A1","Chinu 500",0]
["SC_1269_A1","La Mojana 110",0]
["SC_1269_A1","Monteria 220",0]
["SC_1269_A1","Monteria 110",0]
["SC_1269_A1","Nva Monteria 110",0]
["SC_1269_A1","Planeta 110",0.03]
["SC_1269_A1","Planeta 13.8",0.15]
["SC_1269_A1","Planeta 34.5",0.1]
["SC_1269_A1","Rio Sinu 110",0]
["SC_1269_A1","Sahagun 500 kV",0]
["SC_1269_A1","San Marcos 110",0]
["SC_1269_A1","Tierralta 110",0]
["SC_1269_A1","Urra 220",0]
["SC_1269_A1","Urra 110",0]
["SC_1269_A2","Caucasia 110",0.01]
["SC_1269_A2","Centro Alegre 34.5",0.01]
["SC_1269_A2","Cerete 110",0]
["SC_1269_A2","Cerromatoso 220",0]
["SC_1269_A2","Cerromatoso 500",0]
["SC_1269_A2","Chinu 220",0]
["SC_1269_A2","Chinu 500",0]
["SC_1269_A2","La Mojana 110",0]
["SC_1269_A2","Monteria 220",0]
["SC_1269_A2","Monteria 110",0]
["SC_1269_A2","Nva Monteria 110",0]
["SC_1269_A2","Planeta 110",0.03]
["SC_1269_A2","Planeta 13.8",0.15]
["SC_1269_A2","Planeta 34.5",0.11]
["SC_1269_A2","Rio Sinu 110",0]
["SC_1269_A2","Sahagun 500 kV",0]
["SC_1269_A2","San Marcos 110",0]
["SC_1269_A2","Tierralta 110",0]
["SC_1269_A2","Urra 220",0]
["SC_1269_A2","Urra 110",0]
["SC_1843_A1","Boston 110",3.0000000000000001E-3]
["SC_1843_A1","Chinu 110",1.4E-2]
["SC_1843_A1","Cerete 110",0.04]
["SC_1843_A1","Cerete 34.5",0.17899999999999999]
["SC_1843_A1","Cerete 13.8",8.2000000000000003E-2]
["SC_1843_A1","Cienaga de Oro 34.5",5.0000000000000001E-3]
["SC_1843_A1","Corozal 13.8",8.0000000000000002E-3]
["SC_1843_A1","Coveñas 34.5",3.0000000000000001E-3]
["SC_1843_A1","Lorica 34.5",2E-3]
["SC_1843_A1","Monteria 110",0.03]
["SC_1843_A1","Monteria 34.5",3.6999999999999998E-2]
["SC_1843_A1","Nva Toluviejo 110",3.0000000000000001E-3]
["SC_1843_A1","Coveñas 110",2E-3]
["SC_1843_A1","Sierra Flor 110",2E-3]
["SC_1843_A1","Rio sinu 34.5",2.4E-2]
["SC_1843_A1","San Antero 34.5",1E-3]
["SC_1843_A1","San Pelayo 34.5",2.5000000000000001E-2]
["SC_1843_A1","Tierralta 110",2E-3]
["SC_1843_A1","Toluviejo 220",1E-3]
["SC_1843_A2","Boston 110",2E-3]
["SC_1843_A2","Chinu 110",1.2999999999999999E-2]
["SC_1843_A2","Cerete 110",3.6999999999999998E-2]
["SC_1843_A2","Cerete 34.5",0.16800000000000001]
["SC_1843_A2","Cerete 13.8",0.43]
["SC_1843_A2","Cienaga de Oro 34.5",4.0000000000000001E-3]
["SC_1843_A2","Corozal 13.8",7.0000000000000001E-3]
["SC_1843_A2","Coveñas 34.5",3.0000000000000001E-3]
["SC_1843_A2","Lorica 34.5",2E-3]
["SC_1843_A2","Monteria 110",2.8000000000000001E-2]
["SC_1843_A2","Monteria 34.5",3.4000000000000002E-2]
["SC_1843_A2","Nva Toluviejo 110",3.0000000000000001E-3]
["SC_1843_A2","Coveñas 110",2E-3]
["SC_1843_A2","Sierra Flor 110",2E-3]
["SC_1843_A2","Rio sinu 34.5",2.1999999999999999E-2]
["SC_1843_A2","San Antero 34.5",1E-3]
["SC_1843_A2","San Pelayo 34.5",2.3E-2]
["SC_1843_A2","Tierralta 110",2E-3]
["SC_1843_A2","Toluviejo 220",1E-3]
["SC_1285_A1","Cerromatoso 220",0.04]
["SC_1285_A1","Cerromatoso 500",0.12]
["SC_1285_A1","Chinu 220",7.0000000000000007E-2]
["SC_1285_A1","Chinu 500",0.12]
["SC_1285_A1","Pasacaballos 220",0.03]
["SC_1285_A1","Sahagun 500 kV",0.33]
["SC_1285_A1","Toluviejo 220",0.04]
["SC_1285_A2","Cerromatoso 220",0.04]
["SC_1285_A2","Cerromatoso 500",0.23]
["SC_1285_A2","Chinu 220",0.09]
["SC_1285_A2","Chinu 500",0.28999999999999998]
["SC_1285_A2","Pasacaballos 220",0.03]
["SC_1285_A2","Sahagun 500 kV",0.1]
["SC_1285_A2","Toluviejo 220",0.04]
["SC_1821_A1","Boston 110",0.01]
["SC_1821_A1","Cerete 110",0.09]
["SC_1821_A1","Cerromatoso 220",0.01]
["SC_1821_A1","Chinu Planta 110",0.04]
["SC_1821_A1","La Mojana 110",0]
["SC_1821_A1","Magangue 110",0]
["SC_1821_A1","Mompox 110",0]
["SC_1821_A1","Monteria 220",0.1]
["SC_1821_A1","Tierralta 110",7.0000000000000007E-2]
["SC_1821_A1","Toluviejo 220",0.01]
["SC_1821_A1","Urra 110",0.09]
["SC_1821_A2","Boston 110",0.01]
["SC_1821_A2","Cerete 110",0.09]
["SC_1821_A2","Cerromatoso 220",0.01]
["SC_1821_A2","Chinu Planta 110",0.04]
["SC_1821_A2","La Mojana 110",0]
["SC_1821_A2","Magangue 110",0]
["SC_1821_A2","Mompox 110",0]
["SC_1821_A2","Monteria 220",0.1]
["SC_1821_A2","Tierralta 110",0.02]
["SC_1821_A2","Toluviejo 220",0.01]
["SC_1821_A2","Urra 110",0.01]
["SC_1913_A1","Uraba 220",2E-3]
["SC_1913_A1","Urra 220",3.0000000000000001E-3]
["SC_1913_A1","Chinu 220",8.0000000000000002E-3]
["SC_1913_A1","Chinu 110",1.9E-2]
["SC_1913_A1","Chinu 500",0.01]
["SC_1913_A1","Cerromatoso 500",0.01]
["SC_1913_A1","Cerete 110",3.5000000000000003E-2]
["SC_1913_A1","Cerete 34.5",0.17899999999999999]
["SC_1913_A1","Cerromatoso 220",0]
["SC_1913_A1","Chinu Planta 34.5",1.2E-2]
["SC_1913_A1","Cienaga de Oro 34.5",0.26200000000000001]
["SC_1913_A1","Colomboy 34.5",0]
["SC_1913_A1","El Viajano 34.5",0]
["SC_1913_A1","La Ye 34.5",1E-3]
["SC_1913_A1","Monteria 34.5",3.4000000000000002E-2]
["SC_1913_A1","Monteria 220",8.9999999999999993E-3]
["SC_1913_A1","Planeta 110",0]
["SC_1913_A1","Planeta 34.5",1.6E-2]
["SC_1913_A1","Planeta 13.8",2.9000000000000001E-2]
["SC_1913_A1","Pueblo Nuevo 34.5",0]
["SC_1913_A1","Tierralta 110",2E-3]
["SC_1913_A1","Urra 110",1E-3]
["SC_1913_A2","Uraba 220",3.0000000000000001E-3]
["SC_1913_A2","Urra 220",4.0000000000000001E-3]
["SC_1913_A2","Chinu 220",1.0999999999999999E-2]
["SC_1913_A2","Chinu 110",2.7E-2]
["SC_1913_A2","Chinu 500",1.0999999999999999E-2]
["SC_1913_A2","Cerromatoso 500",7.0000000000000001E-3]
["SC_1913_A2","Cerete 110",5.2999999999999999E-2]
["SC_1913_A2","Cerete 34.5",0.27800000000000002]
["SC_1913_A2","Cerromatoso 220",2E-3]
["SC_1913_A2","Chinu Planta 34.5",1.7999999999999999E-2]
["SC_1913_A2","Cienaga de Oro 34.5",7.0000000000000001E-3]
["SC_1913_A2","Colomboy 34.5",0]
["SC_1913_A2","El Viajano 34.5",0]
["SC_1913_A2","La Ye 34.5",1E-3]
["SC_1913_A2","Monteria 34.5",5.1999999999999998E-2]
["SC_1913_A2","Monteria 220",1.2999999999999999E-2]
["SC_1913_A2","Planeta 110",1E-3]
["SC_1913_A2","Planeta 34.5",1E-3]
["SC_1913_A2","Planeta 13.8",1E-3]
["SC_1913_A2","Pueblo Nuevo 34.5",0]
["SC_1913_A2","Tierralta 110",3.0000000000000001E-3]
["SC_1913_A2","Urra 110",2E-3]
["SC_1825_A1","Boston 110",0]
["SC_1825_A1","Caucasia 110",0]
["SC_1825_A1","Cerete 110",0]
["SC_1825_A1","Cerromatoso 220",0]
["SC_1825_A1","Cerromatoso 500",0.49]
["SC_1825_A1","Chinu 220",0]
["SC_1825_A1","Chinu 500",0.53]
["SC_1825_A1","Coveñas 110",0]
["SC_1825_A1","La Mojana 110",0]
["SC_1825_A1","Magangue 110",0]
["SC_1825_A1","Mompox 110",0]
["SC_1825_A1","Monteria 220",0]
["SC_1825_A1","Monteria 110",0]
["SC_1825_A1","Nva Monteria 110",0]
["SC_1825_A1","Nva Toluviejo 110",0]
["SC_1825_A1","Pasacaballos 110",0]
["SC_1825_A1","Pasacaballos 220",0]
["SC_1825_A1","Planeta 110",0]
["SC_1825_A1","Rio Sinu 110",0]
["SC_1825_A1","Sahagun 500 kV",1.29]
["SC_1825_A1","San Marcos 110",0]
["SC_1825_A1","Sierra Flor 110",0]
["SC_1825_A1","Since 110",0]
["SC_1825_A1","Tierralta 110",0]
["SC_1825_A1","Toluviejo 110",0]
["SC_1825_A1","Toluviejo 220",0]
["SC_1825_A1","Uraba 220",0]
["SC_1825_A1","Urra 220",0]
["SC_1825_A1","Urra 110",0]
["SC_1825_A2","Boston 110",0]
["SC_1825_A2","Caucasia 110",0]
["SC_1825_A2","Cerete 110",0]
["SC_1825_A2","Cerromatoso 220",0]
["SC_1825_A2","Cerromatoso 500",0.14000000000000001]
["SC_1825_A2","Chinu 220",1.5]
["SC_1825_A2","Chinu 500",0.42]
["SC_1825_A2","Coveñas 110",0]
["SC_1825_A2","La Mojana 110",0]
["SC_1825_A2","Magangue 110",0]
["SC_1825_A2","Mompox 110",0]
["SC_1825_A2","Monteria 220",0]
["SC_1825_A2","Monteria 110",0]
["SC_1825_A2","Nva Monteria 110",0]
["SC_1825_A2","Nva Toluviejo 110",0]
["SC_1825_A2","Pasacaballos 110",0]
["SC_1825_A2","Pasacaballos 220",0]
["SC_1825_A2","Planeta 110",0]
["SC_1825_A2","Rio Sinu 110",0]
["SC_1825_A2","Sahagun 500 kV",0.09]
["SC_1825_A2","San Marcos 110",0]
["SC_1825_A2","Sierra Flor 110",0]
["SC_1825_A2","Since 110",0]
["SC_1825_A2","Tierralta 110",0]
["SC_1825_A2","Toluviejo 110",0]
["SC_1825_A2","Toluviejo 220",0.05]
["SC_1825_A2","Uraba 220",0]
["SC_1825_A2","Urra 220",0]
["SC_1825_A2","Urra 110",0]
["SC_1859_A1","Uraba 220",0.03]
["SC_1859_A1","Urra 220",0.04]
["SC_1859_A1","Chinu 220",0.08]
["SC_1859_A1","Boston 110",0.02]
["SC_1859_A1","Chinu 500",0.05]
["SC_1859_A1","Cerromatoso 500",0.03]
["SC_1859_A1","Cerromatoso 220",0.02]
["SC_1859_A1","La Mojana 110",0]
["SC_1859_A1","Magangue 110",0]
["SC_1859_A1","Monteria 220",0.13]
["SC_1859_A1","Nva Colonia 110",0.01]
["SC_1859_A1","Coveñas 110",0.01]
["SC_1859_A1","San Marcos 110",0]
["SC_1859_A1","Toluviejo 220",0.01]
["SC_1859_A2","Uraba 220",0.03]
["SC_1859_A2","Urra 220",0.03]
["SC_1859_A2","Chinu 220",0.09]
["SC_1859_A2","Boston 110",0.02]
["SC_1859_A2","Chinu 500",0.05]
["SC_1859_A2","Cerromatoso 500",0.03]
["SC_1859_A2","Cerromatoso 220",0.02]
["SC_1859_A2","La Mojana 110",0]
["SC_1859_A2","Magangue 110",0]
["SC_1859_A2","Monteria 220",0.14000000000000001]
["SC_1859_A2","Nva Colonia 110",0.01]
["SC_1859_A2","Coveñas 110",0.01]
["SC_1859_A2","San Marcos 110",0]
["SC_1859_A2","Toluviejo 220",0.01]
["SC_1359_A1","Cerromatoso 500",0.17]
["SC_1359_A1","Bolivar 500",0.01]
["SC_1359_A1","Sahagun 500 kV",0.38]
["SC_1359_A1","Chinu 500",0.19]
["SC_1359_A1","Cerromatoso 220",0.03]
["SC_1359_A1","Pasacaballos 220",0.01]
["SC_1359_A1","Monteria 220",0]
["SC_1359_A1","Toluviejo 220",0]
["SC_1359_A1","Chinu 220",0.02]
["SC_1359_A1","Urra 220",0]
["SC_1359_A1","Bolivar 220",0.02]
["SC_1359_A1","Pasacaballos 110",0.01]
["SC_1359_A1","Toluviejo 110",0]
["SC_1359_A1","Sierra Flor 110",0]
["SC_1359_A1","Nva Toluviejo 110",0]
["SC_1359_A1","Monteria 110",0]
["SC_1359_A1","Chinu Planta 110",0.02]
["SC_1359_A1","Chinu 110",0.03]
["SC_1359_A1","Boston 110",0]
["SC_1359_A1","Nva Monteria 110",0]
["SC_1359_A2","Cerromatoso 500",0.15]
["SC_1359_A2","Bolivar 500",0.03]
["SC_1359_A2","Sahagun 500 kV",0.13]
["SC_1359_A2","Chinu 500",0.53]
["SC_1359_A2","Cerromatoso 220",0.03]
["SC_1359_A2","Pasacaballos 220",0.01]
["SC_1359_A2","Monteria 220",0.01]
["SC_1359_A2","Toluviejo 220",0.01]
["SC_1359_A2","Chinu 220",0.05]
["SC_1359_A2","Urra 220",0.01]
["SC_1359_A2","Bolivar 220",0.03]
["SC_1359_A2","Pasacaballos 110",0]
["SC_1359_A2","Toluviejo 110",0.01]
["SC_1359_A2","Sierra Flor 110",0.01]
["SC_1359_A2","Nva Toluviejo 110",0.01]
["SC_1359_A2","Monteria 110",0.01]
["SC_1359_A2","Chinu Planta 110",0.05]
["SC_1359_A2","Chinu 110",7.0000000000000007E-2]
["SC_1359_A2","Boston 110",0.01]
["SC_1359_A2","Nva Monteria 110",0.01]
["SC_1372_A1","Boston 110",3.0000000000000001E-3]
["SC_1372_A1","Chinu 110",2.1000000000000001E-2]
["SC_1372_A1","Magangue 34.5",0.06]
["SC_1372_A1","Magangue 110",2.5999999999999999E-2]
["SC_1372_A1","Magangue 13.8",0.21]
["SC_1372_A1","Mompox 110",0.01]
["SC_1372_A1","Nva Toluviejo 110",0]
["SC_1372_A1","Coveñas 110",1E-3]
["SC_1372_A1","Sierra Flor 110",3.0000000000000001E-3]
["SC_1372_A1","Toluviejo 110",2E-3]
["SC_1372_A1","Pasacaballos 110",0]
["SC_1372_A1","Pasacaballos 220",0]
["SC_1372_A1","Since 110",0.02]
["SC_1372_A1","Toluviejo 220",0]
["SC_1372_A2","Boston 110",3.0000000000000001E-3]
["SC_1372_A2","Chinu 110",2.1999999999999999E-2]
["SC_1372_A2","Magangue 34.5",8.8999999999999996E-2]
["SC_1372_A2","Magangue 110",2.7E-2]
["SC_1372_A2","Magangue 13.8",0.22900000000000001]
["SC_1372_A2","Mompox 110",8.9999999999999993E-3]
["SC_1372_A2","Nva Toluviejo 110",0]
["SC_1372_A2","Coveñas 110",1E-3]
["SC_1372_A2","Sierra Flor 110",3.0000000000000001E-3]
["SC_1372_A2","Toluviejo 110",2E-3]
["SC_1372_A2","Pasacaballos 110",0]
["SC_1372_A2","Pasacaballos 220",0]
["SC_1372_A2","Since 110",2.5999999999999999E-2]
["SC_1372_A2","Toluviejo 220",0]
["SC_2107_A1","Cerete 110",0.12]
["SC_2107_A1","Cerromatoso 220",0.08]
["SC_2107_A1","Cerromatoso 500",0.18]
["SC_2107_A1","Chinu 110",0.34]
["SC_2107_A1","Chinu 220",1.1000000000000001]
["SC_2107_A1","Chinu 500",0.3]
["SC_2107_A1","Coveñas 110",0.08]
["SC_2107_A1","Monteria 220",0.18]
["SC_2107_A1","Monteria 110",0.21]
["SC_2107_A1","Nva Monteria 110",0.23]
["SC_2107_A1","Nva Toluviejo 110",0.3]
["SC_2107_A1","Pasacaballos 110",0.16]
["SC_2107_A1","Pasacaballos 220",0.12]
["SC_2107_A1","Sahagun 500 kV",0.15]
["SC_2107_A1","Tierralta 110",0.06]
["SC_2107_A1","Toluviejo 110",0.28999999999999998]
["SC_2107_A1","Toluviejo 220",0.26]
["SC_2107_A1","Uraba 220",0.1]
["SC_2107_A1","Urra 220",0.09]
["SC_2107_A1","Urra 110",7.0000000000000007E-2]
["SC_2107_A2","Cerromatoso 220",0.13]
["SC_2107_A2","Cerromatoso 500",0.17]
["SC_2107_A2","Chinu 110",0.37]
["SC_2107_A2","Chinu 220",0.46]
["SC_2107_A2","Chinu 500",0.19]
["SC_2107_A2","Coveñas 110",0.08]
["SC_2107_A2","Monteria 220",1.4]
["SC_2107_A2","Monteria 110",1.1000000000000001]
["SC_2107_A2","Nva Monteria 110",1.25]
["SC_2107_A2","Nva Toluviejo 110",0.24]
["SC_2107_A2","Pasacaballos 110",0.13]
["SC_2107_A2","Pasacaballos 220",0.09]
["SC_2107_A2","Sahagun 500 kV",0.13]
["SC_2107_A2","Tierralta 110",0.15]
["SC_2107_A2","Toluviejo 110",0.23]
["SC_2107_A2","Toluviejo 220",0.2]
["SC_2107_A2","Uraba 220",0.25]
["SC_2107_A2","Urra 220",0.2]
["SC_2107_A2","Urra 110",0.15]
["SC_1395_A1","San Marcos 34.5",0.06]
["SC_1395_A1","Boston 110",0.01]
["SC_1395_A1","Cerromatoso 500",0.01]
["SC_1395_A1","Cerromatoso 110",0.01]
["SC_1395_A1","Chinu 220",0.01]
["SC_1395_A1","Chinu 500",0.01]
["SC_1395_A1","Chinu 110",0.06]
["SC_1395_A1","Chinu Planta 110",0.05]
["SC_1395_A1","La Mojana 110",0.02]
["SC_1395_A1","San Marcos 110",0.06]
["SC_1395_A1","Sierra Flor 110",0.01]
["SC_1395_A1","Since 110",0.01]
["SC_1395_A2","San Marcos 34.5",0.18]
["SC_1395_A2","Boston 110",0.01]
["SC_1395_A2","Cerromatoso 500",0.01]
["SC_1395_A2","Cerromatoso 110",0.01]
["SC_1395_A2","Chinu 220",0.01]
["SC_1395_A2","Chinu 500",0.01]
["SC_1395_A2","Chinu 110",0.06]
["SC_1395_A2","Chinu Planta 110",0.05]
["SC_1395_A2","La Mojana 110",0.02]
["SC_1395_A2","San Marcos 110",0.06]
["SC_1395_A2","Sierra Flor 110",0.01]
["SC_1395_A2","Since 110",0]
["SC_1396_A1","San Marcos 34.5",0.06]
["SC_1396_A1","Boston 110",0.01]
["SC_1396_A1","Cerromatoso 500",0.01]
["SC_1396_A1","Cerromatoso 110",0.01]
["SC_1396_A1","Chinu 220",0.01]
["SC_1396_A1","Chinu 500",0.01]
["SC_1396_A1","Chinu 110",0.06]
["SC_1396_A1","Chinu Planta 110",0.05]
["SC_1396_A1","Coveñas 110",0]
["SC_1396_A1","La Mojana 110",0.02]
["SC_1396_A1","San Marcos 110",0.06]
["SC_1396_A1","Sierra Flor 110",0.01]
["SC_1396_A1","Since 110",0.01]
["SC_1396_A2","San Marcos 34.5",0.18]
["SC_1396_A2","Boston 110",0.01]
["SC_1396_A2","Cerromatoso 500",0.01]
["SC_1396_A2","Cerromatoso 110",0.01]
["SC_1396_A2","Chinu 220",0.01]
["SC_1396_A2","Chinu 500",0.01]
["SC_1396_A2","Chinu 110",0.06]
["SC_1396_A2","Chinu Planta 110",0.05]
["SC_1396_A2","Coveñas 110",0]
["SC_1396_A2","La Mojana 110",0.02]
["SC_1396_A2","San Marcos 110",0.06]
["SC_1396_A2","Sierra Flor 110",0.01]
["SC_1396_A2","Since 110",0]
["SC_1415_A1","Bolivar 500",0.01]
["SC_1415_A1","Chinu 500",0.08]
["SC_1415_A1","Sahagun 500 kV",0.15]
["SC_1415_A1","Cerromatoso 500",7.0000000000000007E-2]
["SC_1415_A1","Cerromatoso 220",0.01]
["SC_1415_A1","Bolivar 220",0.01]
["SC_1415_A1","Chinu 220",0.01]
["SC_1415_A1","Cerromatoso 110",0.01]
["SC_1415_A2","Bolivar 500",0.01]
["SC_1415_A2","Chinu 500",0.28999999999999998]
["SC_1415_A2","Sahagun 500 kV",0.05]
["SC_1415_A2","Cerromatoso 500",0.06]
["SC_1415_A2","Cerromatoso 220",0.01]
["SC_1415_A2","Bolivar 220",0.01]
["SC_1415_A2","Chinu 220",0.03]
["SC_1415_A2","Chinu Planta 110",0.01]
["SC_1415_A2","Cerromatoso 110",0.01]
["SC_1415_A2","Chinu 110",0.02]
["SC_1420_A1","Bolivar 500",0.01]
["SC_1420_A1","Chinu 500",0.08]
["SC_1420_A1","Sahagun 500 kV",0.15]
["SC_1420_A1","Cerromatoso 500",7.0000000000000007E-2]
["SC_1420_A1","Cerromatoso 220",0.01]
["SC_1420_A1","Bolivar 220",0.01]
["SC_1420_A1","Pasacaballos 220",0]
["SC_1420_A1","Urra 220",0]
["SC_1420_A1","Chinu 220",0.01]
["SC_1420_A1","Uraba 110",0]
["SC_1420_A1","Since 110",0]
["SC_1420_A1","Mompox 110",0]
["SC_1420_A1","Magangue 110",0]
["SC_1420_A1","Chinu Planta 110",0]
["SC_1420_A1","Cerromatoso 110",0.01]
["SC_1420_A1","Chinu 110",0]
["SC_1420_A2","Bolivar 500",0.01]
["SC_1420_A2","Chinu 500",0.28999999999999998]
["SC_1420_A2","Sahagun 500 kV",0.05]
["SC_1420_A2","Cerromatoso 500",0.06]
["SC_1420_A2","Cerromatoso 220",0.01]
["SC_1420_A2","Bolivar 220",0.01]
["SC_1420_A2","Pasacaballos 220",0]
["SC_1420_A2","Urra 220",0]
["SC_1420_A2","Chinu 220",0.03]
["SC_1420_A2","Uraba 110",0]
["SC_1420_A2","Since 110",0]
["SC_1420_A2","Mompox 110",0]
["SC_1420_A2","Magangue 110",0]
["SC_1420_A2","Chinu Planta 110",0.01]
["SC_1420_A2","Cerromatoso 110",0.01]
["SC_1420_A2","Chinu 110",0.02]
["SC_2015_A1","Urra 220",0.02]
["SC_2015_A1","Cerromatoso 220",0.01]
["SC_2015_A1","Monteria 110",0.02]
["SC_2015_A1","Monteria 220",0.01]
["SC_2015_A1","Tierralta 110",0.06]
["SC_2015_A1","Tierra Alta 13.8",0.06]
["SC_2015_A1","Tierra Alta 34.5",0.03]
["SC_2015_A1","Urra 110",0.04]
["SC_2015_A2","Urra 220",0.01]
["SC_2015_A2","Cerromatoso 220",0.01]
["SC_2015_A2","Monteria 110",0.01]
["SC_2015_A2","Monteria 220",0.01]
["SC_2015_A2","Tierralta 110",0.06]
["SC_2015_A2","Tierra Alta 13.8",0.11]
["SC_2015_A2","Tierra Alta 34.5",0.18]
["SC_2015_A2","Urra 110",0.04]
["SC_2028_A1","Boston 110",0.04]
["SC_2028_A1","Chinu 110",0.03]
["SC_2028_A1","Nva Toluviejo 110",0.02]
["SC_2028_A1","Sierra Flor 13.8",0.05]
["SC_2028_A1","Sierra Flor 34.5",0.01]
["SC_2028_A1","Toluviejo 220",0.01]
["SC_2028_A2","Boston 110",0.04]
["SC_2028_A2","Chinu 110",0.03]
["SC_2028_A2","Nva Toluviejo 110",0.02]
["SC_2028_A2","Sierra Flor 13.8",0.46]
["SC_2028_A2","Sierra Flor 34.5",0.18]
["SC_2028_A2","Toluviejo 220",0.01]
["SC_2042_A1","Boston 110",0.01]
["SC_2042_A1","Chinu 110",0.03]
["SC_2042_A1","Coveñas 34.5",0.18]
["SC_2042_A1","Lorica 34.5",0.01]
["SC_2042_A1","Nva Toluviejo 110",0.03]
["SC_2042_A1","Coveñas 110",0.06]
["SC_2042_A1","San Antero 34.5",0.03]
["SC_2042_A1","Toluviejo 220",0.01]
["SC_2042_A2","Boston 110",0.01]
["SC_2042_A2","Chinu 110",0.03]
["SC_2042_A2","Coveñas 34.5",0.05]
["SC_2042_A2","Nva Toluviejo 110",0.03]
["SC_2042_A2","Coveñas 110",0.06]
["SC_2042_A2","San Antero 34.5",0.01]
["SC_2042_A2","Toluviejo 220",0.01]
["SC_2049_A1","Chinu 220",0.01]
["SC_2049_A1","Chinu 110",0.01]
["SC_2049_A1","Cerete 34.5",0.01]
["SC_2049_A1","Monteria 110",0.02]
["SC_2049_A1","Monteria 34.5",0.04]
["SC_2049_A1","Monteria 220",0.01]
["SC_2049_A1","Nva Monteria 34.5",0.03]
["SC_2049_A1","Rio Sinu 13.8",0.12]
["SC_2049_A1","Rio sinu 34.5",0.09]
["SC_2049_A2","Chinu 220",0.01]
["SC_2049_A2","Chinu 110",0.01]
["SC_2049_A2","Cerete 34.5",0.01]
["SC_2049_A2","Monteria 110",0.02]
["SC_2049_A2","Monteria 34.5",0.04]
["SC_2049_A2","Monteria 220",0.01]
["SC_2049_A2","Nva Monteria 34.5",0.03]
["SC_2049_A2","Rio Sinu 13.8",0.23]
["SC_2049_A2","Rio sinu 34.5",0.1]
["SC_1435_A1","Boston 110",0.05]
["SC_1435_A1","Cerete 110",0.01]
["SC_1435_A1","Cerromatoso 220",0]
["SC_1435_A1","Cerromatoso 500",0.01]
["SC_1435_A1","Chinu 220",0.01]
["SC_1435_A1","Chinu 500",0.01]
["SC_1435_A1","Coveñas 110",0.02]
["SC_1435_A1","El Cortijo 34.5",0.08]
["SC_1435_A1","La Mojana 110",0]
["SC_1435_A1","Monteria 220",0.01]
["SC_1435_A1","Monteria 110",0.01]
["SC_1435_A1","Nva Monteria 110",0.01]
["SC_1435_A1","Pasacaballos 110",0.01]
["SC_1435_A1","Pasacaballos 220",0.01]
["SC_1435_A1","Planeta 110",0]
["SC_1435_A1","Rio Sinu 110",0.01]
["SC_1435_A1","Sahagun 500 kV",0.01]
["SC_1435_A1","Sahagun 34.5",0.03]
["SC_1435_A1","San Marcos 110",0]
["SC_1435_A1","Sierra Flor 110",0.06]
["SC_1435_A1","Sierra Flor 13.8",0.4]
["SC_1435_A1","Sierra Flor 34.5",0.23]
["SC_1435_A1","Toluviejo 110",0.05]
["SC_1435_A1","Toluviejo 220",0.02]
["SC_1435_A2","Boston 110",0.05]
["SC_1435_A2","Cerete 110",0.01]
["SC_1435_A2","Cerromatoso 220",0]
["SC_1435_A2","Cerromatoso 500",0.01]
["SC_1435_A2","Chinu 220",0.01]
["SC_1435_A2","Chinu 500",0.01]
["SC_1435_A2","Coveñas 110",0.02]
["SC_1435_A2","El Cortijo 34.5",0.06]
["SC_1435_A2","La Mojana 110",0]
["SC_1435_A2","Monteria 220",0.01]
["SC_1435_A2","Monteria 110",0.01]
["SC_1435_A2","Nva Monteria 110",0.01]
["SC_1435_A2","Pasacaballos 110",0.01]
["SC_1435_A2","Pasacaballos 220",0.01]
["SC_1435_A2","Planeta 110",0]
["SC_1435_A2","Rio Sinu 110",0.01]
["SC_1435_A2","Sahagun 500 kV",0.01]
["SC_1435_A2","Sahagun 34.5",0.03]
["SC_1435_A2","San Marcos 110",0]
["SC_1435_A2","Sierra Flor 110",0.06]
["SC_1435_A2","Sierra Flor 13.8",0.46]
["SC_1435_A2","Sierra Flor 34.5",0.18]
["SC_1435_A2","Toluviejo 110",0.05]
["SC_1435_A2","Toluviejo 220",0.02]
["SC_2031\n_A1","Pasacaballos 220",0.01]
["SC_2031\n_A1","Toluviejo 220",0.04]
["SC_2031\n_A1","Pasacaballos 110",0.01]
["SC_2031\n_A1","Mompox 110",0]
["SC_2031\n_A1","La Mojana 110",0]
["SC_2031\n_A1","Monteria 110",0]
["SC_2031\n_A1","San Marcos 110",0]
["SC_2031\n_A1","Chinu Planta 110",0.14000000000000001]
["SC_2031\n_A1","Boston 110",0.08]
["SC_2031\n_A1","Urra 220",0]
["SC_2031\n_A1","Chinu 220",0.03]
["SC_2031\n_A1","Cerromatoso 500",0.03]
["SC_2031\n_A1","Chinu 500",0.05]
["SC_2031\n_A1","Toluviejo 110",0.19]
["SC_2031\n_A1","Sierra Flor 110",0.11]
["SC_2031\n_A1","Rio Sinu 110",0]
["SC_2031\n_A1","Coveñas 110",0.45]
["SC_2031\n_A1","Cerete 110",0]
["SC_2031\n_A1","Chinu 110",0.18]
["SC_2031\n_A2","Pasacaballos 220",0]
["SC_2031\n_A2","Toluviejo 220",0.02]
["SC_2031\n_A2","Pasacaballos 110",0]
["SC_2031\n_A2","Mompox 110",0]
["SC_2031\n_A2","La Mojana 110",0]
["SC_2031\n_A2","Monteria 110",0]
["SC_2031\n_A2","San Marcos 110",0]
["SC_2031\n_A2","Chinu Planta 110",0.2]
["SC_2031\n_A2","Boston 110",0.41]
["SC_2031\n_A2","Urra 220",0]
["SC_2031\n_A2","Chinu 220",0.02]
["SC_2031\n_A2","Cerromatoso 500",0.03]
["SC_2031\n_A2","Chinu 500",0.06]
["SC_2031\n_A2","Toluviejo 110",0.09]
["SC_2031\n_A2","Sierra Flor 110",0.21]
["SC_2031\n_A2","Rio Sinu 110",0]
["SC_2031\n_A2","Coveñas 110",0.02]
["SC_2031\n_A2","Cerete 110",0]
["SC_2031\n_A2","Chinu 110",0.25]
["SC_1949_A1","Cerromatoso 110",0.06]
["SC_1949_A1","Caucasia 110",0.01]
["SC_1949_A1","Planeta 110",0.1]
["SC_1949_A2","Cerromatoso 110",0.02]
["SC_1949_A2","Caucasia 110",0]
["SC_1949_A2","Planeta 110",0]
["SC_1970_A1","Apartado 110",0.01]
["SC_1970_A1","Uraba 220",0.03]
["SC_1970_A1","Nva Toluviejo 110",0.46]
["SC_1970_A1","Urra 220",0.04]
["SC_1970_A1","Chinu 220",0.08]
["SC_1970_A1","Boston 110",0.01]
["SC_1970_A1","Chinu 110",0.06]
["SC_1970_A1","Chinu 500",0.05]
["SC_1970_A1","Cerromatoso 500",0.03]
["SC_1970_A1","Cerete 110",0.11]
["SC_1970_A1","Cerromatoso 220",0.02]
["SC_1970_A1","Chinu Planta 110",0.05]
["SC_1970_A1","Monteria 110",0.42]
["SC_1970_A1","Monteria 220",0.13]
["SC_1970_A1","Nva Colonia 110",0.01]
["SC_1970_A1","Rio Sinu 110",0.51]
["SC_1970_A1","Sierra Flor 110",0.01]
["SC_1970_A1","Toluviejo 110",0.01]
["SC_1970_A1","Tierralta 110",0.05]
["SC_1970_A1","Toluviejo 220",0.01]
["SC_1970_A1","Uraba 110",0.02]
["SC_1970_A1","Urra 110",0.03]
["SC_1970_A2","Apartado 110",0.01]
["SC_1970_A2","Uraba 220",0.03]
["SC_1970_A2","Nva Toluviejo 110",0.51]
["SC_1970_A2","Urra 220",0.03]
["SC_1970_A2","Chinu 220",0.08]
["SC_1970_A2","Boston 110",0.02]
["SC_1970_A2","Chinu 110",0.06]
["SC_1970_A2","Chinu 500",0.05]
["SC_1970_A2","Cerromatoso 500",0.03]
["SC_1970_A2","Cerete 110",0.12]
["SC_1970_A2","Cerromatoso 220",0.02]
["SC_1970_A2","Chinu Planta 110",0.05]
["SC_1970_A2","Monteria 110",0.46]
["SC_1970_A2","Monteria 220",0.14000000000000001]
["SC_1970_A2","Nva Colonia 110",0.01]
["SC_1970_A2","Rio Sinu 110",0.27]
["SC_1970_A2","Sierra Flor 110",0.01]
["SC_1970_A2","Toluviejo 110",0.01]
["SC_1970_A2","Tierralta 110",0.03]
["SC_1970_A2","Toluviejo 220",0.01]
["SC_1970_A2","Uraba 110",0.02]
["SC_1970_A2","Urra 110",0.02]
["SC_2173_A1","Nva Monetria 13.8",0.24]
["SC_2173_A1","Nva Monteria 34.5",0.08]
["SC_2173_A1","Boston 110",0]
["SC_2173_A1","Cerete 110",0.01]
["SC_2173_A1","Chinu 220",0.01]
["SC_2173_A1","Chinu 110",0.01]
["SC_2173_A1","Chinu Planta 110",0.01]
["SC_2173_A1","Monteria 110",0.02]
["SC_2173_A1","Nva Monteria 110",0.02]
["SC_2173_A1","Planeta 110",0]
["SC_2173_A1","Rio Sinu 110",0.02]
["SC_2173_A1","Urra 220",0.01]
["SC_2173_A1","Urra 110",0]
["SC_2173_A2","Nva Monetria 13.8",0.21]
["SC_2173_A2","Nva Monteria 34.5",0.02]
["SC_2173_A2","Boston 110",0]
["SC_2173_A2","Cerete 110",0.01]
["SC_2173_A2","Chinu 220",0.01]
["SC_2173_A2","Chinu 110",0.01]
["SC_2173_A2","Chinu Planta 110",0.01]
["SC_2173_A2","Monteria 110",0.02]
["SC_2173_A2","Nva Monteria 110",0.02]
["SC_2173_A2","Planeta 110",0]
["SC_2173_A2","Rio Sinu 110",0.02]
["SC_2173_A2","Urra 220",0.01]
["SC_2173_A2","Urra 110",0]
["SC_2174_A1","Nva Monetria 13.8",0.24]
["SC_2174_A1","Nva Monteria 34.5",0.08]
["SC_2174_A1","Boston 110",0]
["SC_2174_A1","Cerete 110",0.01]
["SC_2174_A1","Chinu 220",0.01]
["SC_2174_A1","Chinu 500",0]
["SC_2174_A1","Chinu 110",0.01]
["SC_2174_A1","Chinu Planta 110",0.01]
["SC_2174_A1","Coveñas 110",0]
["SC_2174_A1","Monteria 110",0.02]
["SC_2174_A1","Nva Monteria 110",0.02]
["SC_2174_A1","Planeta 110",0]
["SC_2174_A1","Rio Sinu 110",0.02]
["SC_2174_A1","Urra 220",0.01]
["SC_2174_A2","Nva Monetria 13.8",0.21]
["SC_2174_A2","Nva Monteria 34.5",0.02]
["SC_2174_A2","Boston 110",0]
["SC_2174_A2","Cerete 110",0.01]
["SC_2174_A2","Chinu 220",0.01]
["SC_2174_A2","Chinu 500",0]
["SC_2174_A2","Chinu 110",0.01]
["SC_2174_A2","Chinu Planta 110",0.01]
["SC_2174_A2","Coveñas 110",0]
["SC_2174_A2","Monteria 110",0.02]
["SC_2174_A2","Nva Monteria 110",0.02]
["SC_2174_A2","Planeta 110",0]
["SC_2174_A2","Rio Sinu 110",0.02]
["SC_2174_A2","Urra 220",0.01]
["SC_1520_A1","Chinu 500",0]
["SC_1520_A1","Chinu 220",3.0000000000000001E-3]
["SC_1520_A1","Toluviejo 220",0.16400000000000001]
["SC_1520_A1","Monteria 220",0]
["SC_1520_A1","Pasacaballos 220",1E-3]
["SC_1520_A1","Boston 110",0]
["SC_1520_A1","Chinu Planta 110",0]
["SC_1520_A1","Since 110",0]
["SC_1520_A1","Chinu 110",0]
["SC_1520_A1","Mompox 110",0]
["SC_1520_A1","San Marcos 110",0]
["SC_1520_A1","Magangue 110",0]
["SC_1520_A1","Toluviejo 110",1E-3]
["SC_1520_A1","La Mojana 110",0]
["SC_1520_A1","Sierra Flor 110",0]
["SC_1520_A1","Cerete 110",0]
["SC_1520_A1","Coveñas 110",0]
["SC_1520_A1","Pasacaballos 110",0]
["SC_1520_A1","Nva Toluviejo 110",1E-3]
["SC_1520_A2","Chinu 500",2.5999999999999999E-2]
["SC_1520_A2","Chinu 220",0.05]
["SC_1520_A2","Toluviejo 220",8.8999999999999996E-2]
["SC_1520_A2","Monteria 220",1.7000000000000001E-2]
["SC_1520_A2","Pasacaballos 220",3.2000000000000001E-2]
["SC_1520_A2","Boston 110",4.2999999999999997E-2]
["SC_1520_A2","Chinu Planta 110",5.1999999999999998E-2]
["SC_1520_A2","Since 110",8.0000000000000002E-3]
["SC_1520_A2","Chinu 110",6.4000000000000001E-2]
["SC_1520_A2","Mompox 110",3.0000000000000001E-3]
["SC_1520_A2","San Marcos 110",5.0000000000000001E-3]
["SC_1520_A2","Magangue 110",4.0000000000000001E-3]
["SC_1520_A2","Toluviejo 110",7.2999999999999995E-2]
["SC_1520_A2","La Mojana 110",4.0000000000000001E-3]
["SC_1520_A2","Sierra Flor 110",0.05]
["SC_1520_A2","Cerete 110",1.4E-2]
["SC_1520_A2","Coveñas 110",3.4000000000000002E-2]
["SC_1520_A2","Pasacaballos 110",4.3999999999999997E-2]
["SC_1520_A2","Nva Toluviejo 110",9.7000000000000003E-2]
["SC_2111_A1","Cerete 110",0.08]
["SC_2111_A1","Cerromatoso 220",1.1499999999999999]
["SC_2111_A1","Cerromatoso 500",0.28000000000000003]
["SC_2111_A1","Chinu 110",0.13]
["SC_2111_A1","Chinu 220",0.11]
["SC_2111_A1","Chinu 500",0.08]
["SC_2111_A1","Monteria 220",0.12]
["SC_2111_A1","Monteria 110",0.15]
["SC_2111_A1","Nva Monteria 110",0.17]
["SC_2111_A1","Nva Toluviejo 110",7.0000000000000007E-2]
["SC_2111_A1","Pasacaballos 110",0.04]
["SC_2111_A1","Pasacaballos 220",0.03]
["SC_2111_A1","Rio Sinu 110",0.13]
["SC_2111_A1","Sahagun 500 kV",7.0000000000000007E-2]
["SC_2111_A1","Tierralta 110",0.13]
["SC_2111_A1","Toluviejo 220",0.06]
["SC_2111_A1","Uraba 220",0.25]
["SC_2111_A1","Urra 220",1.08]
["SC_2111_A1","Urra 110",0.25]
["SC_2111_A2","Cerete 110",0]
["SC_2111_A2","Cerromatoso 220",0.93]
["SC_2111_A2","Cerromatoso 500",0.18]
["SC_2111_A2","Chinu 110",0]
["SC_2111_A2","Chinu 220",0]
["SC_2111_A2","Chinu 500",0.01]
["SC_2111_A2","Monteria 220",0.01]
["SC_2111_A2","Monteria 110",0.01]
["SC_2111_A2","Nva Monteria 110",0.01]
["SC_2111_A2","Nva Toluviejo 110",0]
["SC_2111_A2","Pasacaballos 110",0]
["SC_2111_A2","Pasacaballos 220",0]
["SC_2111_A2","Rio Sinu 110",0.01]
["SC_2111_A2","Sahagun 500 kV",0]
["SC_2111_A2","Tierralta 110",0.01]
["SC_2111_A2","Toluviejo 220",0]
["SC_2111_A2","Uraba 220",0.17]
["SC_2111_A2","Urra 220",0.19]
["SC_2111_A2","Urra 110",0.03]
["SC_1527_A1","Nva Monetria 13.8",0.24]
["SC_1527_A1","Nva Monteria 34.5",0.08]
["SC_1527_A1","Cerete 110",0.01]
["SC_1527_A1","Chinu 220",0.01]
["SC_1527_A1","Chinu 110",0.01]
["SC_1527_A1","Chinu Planta 110",0.01]
["SC_1527_A1","Monteria 110",0.02]
["SC_1527_A1","Nva Monteria 110",0.02]
["SC_1527_A1","Rio Sinu 110",0.02]
["SC_1527_A1","Urra 220",0.01]
["SC_1527_A2","Nva Monetria 13.8",0.21]
["SC_1527_A2","Nva Monteria 34.5",0.02]
["SC_1527_A2","Cerete 110",0.01]
["SC_1527_A2","Chinu 220",0.01]
["SC_1527_A2","Chinu 110",0.01]
["SC_1527_A2","Chinu Planta 110",0.01]
["SC_1527_A2","Monteria 110",0.02]
["SC_1527_A2","Nva Monteria 110",0.02]
["SC_1527_A2","Rio Sinu 110",0.02]
["SC_1527_A2","Urra 220",0.01]
["SC_2017_A1","Boston 110",0.03]
["SC_2017_A1","Cerete 110",0.01]
["SC_2017_A1","Cerete 34.5",0.01]
["SC_2017_A1","Chinu 110",0.24]
["SC_2017_A1","Chinu Planta 110",0.2]
["SC_2017_A1","Chinu Planta 34.5",0.57999999999999996]
["SC_2017_A1","Coveñas 110",0.01]
["SC_2017_A1","El Cortijo 13.8",0.01]
["SC_2017_A1","El Cortijo 34.5",0.01]
["SC_2017_A1","Monteria 13.8",0.01]
["SC_2017_A1","Rio Sinu 110",0.01]
["SC_2017_A1","Rio Sinu 13.8",0.01]
["SC_2017_A1","Rio sinu 34.5",0.01]
["SC_2017_A1","Sahagun 13.8",0.01]
["SC_2017_A1","San Andres de Sotavento 13.8",0.01]
["SC_2017_A1","San Andres de Sotavento 34.5",0.01]
["SC_2017_A1","San Marcos 110",0.01]
["SC_2017_A1","San Marcos 34.5",0.01]
["SC_2017_A1","Sampues 13.8",0.02]
["SC_2017_A1","Sampues 34.5",0.02]
["SC_2017_A1","Santa Rosa 34.5",0.01]
["SC_2017_A1","Sierra Flor 110",0.03]
["SC_2017_A1","Sierra Flor 34.5",0.01]
["SC_2017_A2","Boston 110",0.02]
["SC_2017_A2","Cerete 110",0.01]
["SC_2017_A2","Cerete 34.5",0.01]
["SC_2017_A2","Chinu 110",0.18]
["SC_2017_A2","Chinu Planta 110",0.15]
["SC_2017_A2","Chinu Planta 34.5",0.43]
["SC_2017_A2","Coveñas 110",0.01]
["SC_2017_A2","El Cortijo 13.8",0.01]
["SC_2017_A2","El Cortijo 34.5",0.01]
["SC_2017_A2","Monteria 13.8",0.01]
["SC_2017_A2","Rio Sinu 110",0.01]
["SC_2017_A2","Rio Sinu 13.8",0.01]
["SC_2017_A2","Rio sinu 34.5",0.01]
["SC_2017_A2","Sahagun 13.8",0.96]
["SC_2017_A2","Sahagun 34.5",0.33]
["SC_2017_A2","San Andres de Sotavento 13.8",0.01]
["SC_2017_A2","San Andres de Sotavento 34.5",0.01]
["SC_2017_A2","San Marcos 34.5",0.01]
["SC_2017_A2","Sampues 13.8",0.02]
["SC_2017_A2","Sampues 34.5",0.02]
["SC_2017_A2","Santa Rosa 34.5",0.01]
["SC_2017_A2","Sierra Flor 110",0.02]
["SC_2017_A2","Sierra Flor 34.5",0.01]
["SC_2014_A1","Boston 110",0.03]
["SC_2014_A1","Cerete 110",0.01]
["SC_2014_A1","Cerete 34.5",0.01]
["SC_2014_A1","Chinu 110",0.24]
["SC_2014_A1","Chinu Planta 110",0.2]
["SC_2014_A1","Chinu Planta 34.5",0.57999999999999996]
["SC_2014_A1","Coveñas 110",0.01]
["SC_2014_A1","El Cortijo 13.8",0.01]
["SC_2014_A1","El Cortijo 34.5",0.01]
["SC_2014_A1","Monteria 13.8",0.01]
["SC_2014_A1","Rio Sinu 110",0.01]
["SC_2014_A1","Rio Sinu 13.8",0.01]
["SC_2014_A1","Rio sinu 34.5",0.01]
["SC_2014_A1","Sahagun 13.8",0.3]
["SC_2014_A1","Sahagun 34.5",0.33]
["SC_2014_A1","San Andres de Sotavento 13.8",0.01]
["SC_2014_A1","San Andres de Sotavento 34.5",0.01]
["SC_2014_A1","San Marcos 110",0.01]
["SC_2014_A1","San Marcos 34.5",0.01]
["SC_2014_A1","Sampues 13.8",0.02]
["SC_2014_A1","Sampues 34.5",0.02]
["SC_2014_A1","Santa Rosa 13.8",0]
["SC_2014_A1","Santa Rosa 34.5",0.01]
["SC_2014_A1","Sierra Flor 110",0.03]
["SC_2014_A1","Sierra Flor 34.5",0.01]
["SC_2014_A2","Boston 110",0.02]
["SC_2014_A2","Cerete 110",0.01]
["SC_2014_A2","Cerete 34.5",0.01]
["SC_2014_A2","Chinu 110",0.18]
["SC_2014_A2","Chinu Planta 110",0.15]
["SC_2014_A2","Chinu Planta 34.5",0.43]
["SC_2014_A2","Coveñas 110",0.01]
["SC_2014_A2","El Cortijo 13.8",0.01]
["SC_2014_A2","El Cortijo 34.5",0.01]
["SC_2014_A2","Monteria 13.8",0.01]
["SC_2014_A2","Rio Sinu 110",0.01]
["SC_2014_A2","Rio Sinu 13.8",0.01]
["SC_2014_A2","Rio sinu 34.5",0.01]
["SC_2014_A2","Sahagun 13.8",0.96]
["SC_2014_A2","Sahagun 34.5",0.33]
["SC_2014_A2","San Andres de Sotavento 13.8",0.01]
["SC_2014_A2","San Andres de Sotavento 34.5",0.01]
["SC_2014_A2","San Marcos 110",0]
["SC_2014_A2","San Marcos 34.5",0.01]
["SC_2014_A2","Sampues 13.8",0.02]
["SC_2014_A2","Sampues 34.5",0.02]
["SC_2014_A2","Santa Rosa 13.8",0.01]
["SC_2014_A2","Santa Rosa 34.5",0.02]
["SC_2014_A2","Sierra Flor 110",0.01]
["SC_2014_A2","Sierra Flor 34.5",0]
["SC_1598_A1","Bolivar 220",0.02]
["SC_1598_A1","Bosque 220",0.01]
["SC_1598_A1","Cerromatoso 220",0.59]
["SC_1598_A1","Chinu 220",0.01]
["SC_1598_A1","Monteria 220",0.01]
["SC_1598_A1","Pasacaballos 220",0]
["SC_1598_A1","Toluviejo 220",0.01]
["SC_1598_A1","Uraba 220",0.01]
["SC_1598_A1","Urra 220",0]
["SC_1598_A1","Bolivar 500",0.01]
["SC_1598_A1","Cerromatoso 500",0.06]
["SC_1598_A1","Chinu 500",0.17]
["SC_1598_A1","Cuestecitas 500",0]
["SC_1598_A1","Sahagun 500 kV",0.05]
["SC_1598_A2","Bolivar 220",0.02]
["SC_1598_A2","Bosque 220",0]
["SC_1598_A2","Cerromatoso 220",0.02]
["SC_1598_A2","Chinu 220",0.01]
["SC_1598_A2","Monteria 220",0.01]
["SC_1598_A2","Pasacaballos 220",0]
["SC_1598_A2","Toluviejo 220",0]
["SC_1598_A2","Uraba 220",0]
["SC_1598_A2","Urra 220",0]
["SC_1598_A2","Bolivar 500",0.02]
["SC_1598_A2","Cerromatoso 500",0.08]
["SC_1598_A2","Chinu 500",0.26]
["SC_1598_A2","Cuestecitas 500",0]
["SC_1598_A2","Sahagun 500 kV",0.08]
["SC_2134_A1","Toluviejo 110",0.3]
["SC_2134_A1","Toluviejo 220",7.0000000000000007E-2]
["SC_2134_A1","Coveñas 110",0.04]
["SC_2134_A1","Boston 110",7.0000000000000007E-2]
["SC_2134_A1","Chinu 110",0.09]
["SC_2134_A1","Chinu 220",0.04]
["SC_2134_A2","Toluviejo 110",0.09]
["SC_2134_A2","Toluviejo 220",0.15]
["SC_2134_A2","Coveñas 110",0.02]
["SC_2134_A2","Boston 110",0.03]
["SC_2134_A2","Chinu 110",0.05]
["SC_2134_A2","Chinu 220",0.06]
["SC_2165_A1","Cerromatoso 220",0]
["SC_2165_A1","Caucasia 110",0.01]
["SC_2165_A1","Planeta 110",0]
["SC_2165_A1","Cerromatoso 500",0.01]
["SC_2325_A1","Chinu 220",0.01]
["SC_2325_A1","Chinu 500",0.03]
["SC_2325_A1","Cerromatoso 500",0.01]
["SC_2325_A1","La Mojana 110",7.0000000000000007E-2]
["SC_2325_A1","San Marcos 110",0.21]
["SC_2325_A1","Toluviejo 220",0.01]
["SC_2325_A2","Chinu 220",0.01]
["SC_2325_A2","Chinu 500",0.03]
["SC_2325_A2","Cerromatoso 500",0.01]
["SC_2325_A2","Magangue 110",0.05]
["SC_2325_A2","Mompox 110",0.01]
["SC_2325_A2","Since 110",0.2]
["SC_2325_A2","Toluviejo 220",0.01]
["SC_2067_A1","Cerete 110",0.03]
["SC_2067_A1","Cerromatoso 220",0.03]
["SC_2067_A1","Chinu Planta 110",0.02]
["SC_2067_A1","Monteria 220",0.04]
["SC_2067_A1","Tierralta 110",0.36]
["SC_2067_A1","Toluviejo 220",0.01]
["SC_2067_A1","Urra 110",0.21]
["SC_2067_A2","Boston 110",0.01]
["SC_2067_A2","Cerete 110",0.09]
["SC_2067_A2","Cerromatoso 220",0.01]
["SC_2067_A2","Chinu Planta 110",0.04]
["SC_2067_A2","Monteria 220",0.1]
["SC_2067_A2","Tierralta 110",0.02]
["SC_2067_A2","Toluviejo 220",0.01]
["SC_2067_A2","Urra 110",0.01]
["SC_1634_A1","Boston 110",0.61]
["SC_1634_A1","San Marcos 110",0]
["SC_1634_A1","La Mojana 110",0.01]
["SC_1634_A1","Monteria 110",0.01]
["SC_1634_A1","Cerete 110",0]
["SC_1634_A1","Cerromatoso 220",0.01]
["SC_1634_A1","Since 110",0.01]
["SC_1634_A1","Magangue 110",0]
["SC_1634_A1","Mompox 110",0]
["SC_1634_A1","Pasacaballos 220",0.01]
["SC_1634_A1","Sierra Flor 110",0.02]
["SC_1634_A1","Chinu 110",0.03]
["SC_1634_A1","Chinu 500",0.09]
["SC_1634_A1","Monteria 220",0]
["SC_1634_A1","Rio Sinu 110",0.01]
["SC_1634_A1","Cerromatoso 500",0.03]
["SC_1634_A1","Toluviejo 110",0.13]
["SC_1634_A1","Urra 220",0.03]
["SC_1634_A2","Boston 110",0.14000000000000001]
["SC_1634_A2","San Marcos 110",0]
["SC_1634_A2","La Mojana 110",0.01]
["SC_1634_A2","Monteria 110",0.01]
["SC_1634_A2","Cerete 110",0.01]
["SC_1634_A2","Cerromatoso 220",0.01]
["SC_1634_A2","Since 110",0.01]
["SC_1634_A2","Magangue 110",0]
["SC_1634_A2","Mompox 110",0]
["SC_1634_A2","Pasacaballos 220",0.01]
["SC_1634_A2","Sierra Flor 110",0.02]
["SC_1634_A2","Chinu 110",0.03]
["SC_1634_A2","Chinu 500",0.1]
["SC_1634_A2","Monteria 220",0]
["SC_1634_A2","Rio Sinu 110",0.01]
["SC_1634_A2","Cerromatoso 500",0.04]
["SC_1634_A2","Toluviejo 110",0.05]
["SC_1634_A2","Urra 220",0.03]
["SC_2136_A1","Nva Toluviejo 110",0.04]
["SC_2136_A1","Toluviejo 110",0.01]
["SC_2136_A1","San Marcos 110",1.1599999999999999]
["SC_2136_A1","Magangue 110",0]
["SC_2136_A1","Sierra Flor 110",0.06]
["SC_2136_A1","Coveñas 110",0.02]
["SC_2136_A1","Chinu 220",0.02]
["SC_2136_A1","Chinu Planta 110",0.28000000000000003]
["SC_2136_A1","La Mojana 110",0.15]
["SC_2136_A1","Since 110",0.01]
["SC_2136_A1","Boston 110",0.06]
["SC_2136_A2","Nva Toluviejo 110",0.45]
["SC_2136_A2","Toluviejo 110",0.08]
["SC_2136_A2","San Marcos 110",0]
["SC_2136_A2","Magangue 110",0]
["SC_2136_A2","Sierra Flor 110",0.25]
["SC_2136_A2","Coveñas 110",0.08]
["SC_2136_A2","Chinu 220",0.04]
["SC_2136_A2","Chinu Planta 110",0.1]
["SC_2136_A2","La Mojana 110",0]
["SC_2136_A2","Since 110",0]
["SC_2136_A2","Boston 110",0.11]
["SC_2180_A1","Nva Toluviejo 110",0.04]
["SC_2180_A1","Toluviejo 110",0.01]
["SC_2180_A1","San Marcos 110",1.1599999999999999]
["SC_2180_A1","Magangue 110",0]
["SC_2180_A1","Sierra Flor 110",0.06]
["SC_2180_A1","Coveñas 110",0.02]
["SC_2180_A1","Chinu 220",0.02]
["SC_2180_A1","Chinu Planta 110",0.28000000000000003]
["SC_2180_A1","La Mojana 110",0.15]
["SC_2180_A1","Since 110",0.01]
["SC_2180_A1","Boston 110",0.06]
["SC_2180_A2","Nva Toluviejo 110",0.45]
["SC_2180_A2","Toluviejo 110",0.08]
["SC_2180_A2","San Marcos 110",0]
["SC_2180_A2","Magangue 110",0]
["SC_2180_A2","Sierra Flor 110",0.25]
["SC_2180_A2","Coveñas 110",0.08]
["SC_2180_A2","Chinu 220",0.04]
["SC_2180_A2","Chinu Planta 110",0.1]
["SC_2180_A2","La Mojana 110",0]
["SC_2180_A2","Since 110",0]
["SC_2180_A2","Boston 110",0.11]
["SC_2185_A1","Nva Toluviejo 110",0.04]
["SC_2185_A1","Toluviejo 110",0.01]
["SC_2185_A1","San Marcos 110",1.1599999999999999]
["SC_2185_A1","Magangue 110",0]
["SC_2185_A1","Sierra Flor 110",0.06]
["SC_2185_A1","Coveñas 110",0.02]
["SC_2185_A1","Chinu 220",0.02]
["SC_2185_A1","Chinu Planta 110",0.28000000000000003]
["SC_2185_A1","La Mojana 110",0.15]
["SC_2185_A1","Since 110",0.01]
["SC_2185_A1","Boston 110",0.06]
["SC_2185_A2","Nva Toluviejo 110",0.45]
["SC_2185_A2","Toluviejo 110",0.08]
["SC_2185_A2","San Marcos 110",0]
["SC_2185_A2","Magangue 110",0]
["SC_2185_A2","Sierra Flor 110",0.25]
["SC_2185_A2","Coveñas 110",0.08]
["SC_2185_A2","Chinu 220",0.04]
["SC_2185_A2","Chinu Planta 110",0.1]
["SC_2185_A2","La Mojana 110",0]
["SC_2185_A2","Since 110",0]
["SC_2185_A2","Boston 110",0.11]
["SC_1806_A1","Talaigua Nuevo 34.5",0.02]
["SC_1806_A1","Mompox 34.5",0.08]
["SC_1806_A1","Mompox 110",7.0000000000000007E-2]
["SC_1806_A1","Magangue 110",7.0000000000000007E-2]
["SC_1806_A1","Since 110",7.0000000000000007E-2]
["SC_1806_A1","Chinu 110",0.06]
["SC_1806_A2","Talaigua Nuevo 34.5",0.04]
["SC_1806_A2","Mompox 34.5",0.23]
["SC_1806_A2","Mompox 110",7.0000000000000007E-2]
["SC_1806_A2","Magangue 110",7.0000000000000007E-2]
["SC_1806_A2","Since 110",6.6000000000000003E-2]
["SC_1806_A2","Chinu 110",6.0999999999999999E-2]
["SC_1813_A1","Mompox 34.5",0.36]
["SC_1813_A1","Cerromatoso 220",0.01]
["SC_1813_A1","Chinu 220",0.02]
["SC_1813_A1","Monteria 220",0.01]
["SC_1813_A1","Uraba 220",0.01]
["SC_1813_A1","Urra 220",0.01]
["SC_1813_A1","Magangue 110",0.14000000000000001]
["SC_1813_A1","Mompox 110",0.14000000000000001]
["SC_1813_A1","Monteria 110",0.02]
["SC_1813_A1","Cerete 110",0.02]
["SC_1813_A1","Chinu 110",0.14000000000000001]
["SC_1813_A1","Coveñas 110",0.03]
["SC_1813_A1","Nva Toluviejo 110",0.02]
["SC_1813_A1","Rio Sinu 110",0.02]
["SC_1813_A1","Sierra Flor 110",0.05]
["SC_1813_A1","Toluviejo 110",0.04]
["SC_1813_A1","Apartado 110",0.01]
["SC_1813_A1","Boston 110",0.06]
["SC_1813_A1","Caucasia 110",0.01]
["SC_1813_A1","Chinu Planta 110",0.13]
["SC_1813_A1","La Mojana 110",0.01]
["SC_1813_A1","San Marcos 110",0.01]
["SC_1813_A1","Since 110",0.14000000000000001]
["SC_1813_A1","Tierralta 110",0.01]
["SC_1813_A1","Uraba 110",0.01]
["SC_1813_A1","Urra 110",0.01]
["SC_1813_A2","Mompox 34.5",0.44]
["SC_1813_A2","Cerromatoso 220",0.01]
["SC_1813_A2","Chinu 220",0.02]
["SC_1813_A2","Monteria 220",0.01]
["SC_1813_A2","Uraba 220",0.01]
["SC_1813_A2","Urra 220",0.01]
["SC_1813_A2","Magangue 110",0.14000000000000001]
["SC_1813_A2","Mompox 110",0.14000000000000001]
["SC_1813_A2","Monteria 110",0.02]
["SC_1813_A2","Cerete 110",0.02]
["SC_1813_A2","Chinu 110",0.14000000000000001]
["SC_1813_A2","Coveñas 110",0.03]
["SC_1813_A2","Nva Toluviejo 110",0.02]
["SC_1813_A2","Rio Sinu 110",0.02]
["SC_1813_A2","Sierra Flor 110",0.05]
["SC_1813_A2","Toluviejo 110",0.04]
["SC_1813_A2","Apartado 110",0.01]
["SC_1813_A2","Boston 110",0.06]
["SC_1813_A2","Caucasia 110",0.01]
["SC_1813_A2","Chinu Planta 110",0.13]
["SC_1813_A2","La Mojana 110",0.01]
["SC_1813_A2","San Marcos 110",0.01]
["SC_1813_A2","Since 110",0.14000000000000001]
["SC_1813_A2","Tierralta 110",0.01]
["SC_1813_A2","Uraba 110",0.01]
["SC_1813_A2","Urra 110",0.01]
["SC_2012_A1","Chinu 500",0.04]
["SC_2012_A1","Sahagun 500 kV",0]
["SC_2012_A1","Chinu 220",0]
["SC_2012_A1","Pasacaballos 220",0]
["SC_2012_A1","Toluviejo 220",0]
["SC_2012_A1","Boston 110",0]
["SC_2012_A1","Chinu 110",0.23]
["SC_2012_A1","Chinu Planta 110",0.17]
["SC_2012_A1","La Mojana 110",0]
["SC_2012_A1","Magangue 110",0.34]
["SC_2012_A1","Mompox 110",0.05]
["SC_2012_A1","Nva Toluviejo 110",0]
["SC_2012_A1","Coveñas 110",0]
["SC_2012_A1","Sierra Flor 110",0]
["SC_2012_A1","Pasacaballos 110",0]
["SC_2012_A1","San Marcos 110",0]
["SC_2012_A1","Since 110",0.28999999999999998]
["SC_2012_A2","Chinu 500",0.05]
["SC_2012_A2","Sahagun 500 kV",0.01]
["SC_2012_A2","Chinu 220",0]
["SC_2012_A2","Pasacaballos 220",0]
["SC_2012_A2","Toluviejo 220",0]
["SC_2012_A2","Boston 110",0]
["SC_2012_A2","Chinu 110",0.26]
["SC_2012_A2","Chinu Planta 110",0.19]
["SC_2012_A2","La Mojana 110",0]
["SC_2012_A2","Magangue 110",0.03]
["SC_2012_A2","Mompox 110",0]
["SC_2012_A2","Nva Toluviejo 110",0]
["SC_2012_A2","Coveñas 110",0]
["SC_2012_A2","Sierra Flor 110",0]
["SC_2012_A2","Pasacaballos 110",0]
["SC_2012_A2","San Marcos 110",0]
["SC_2012_A2","Since 110",0.32]
["SC_1692_A1","Boston 110",0.05]
["SC_1692_A1","Caucasia 110",0.24]
["SC_1692_A1","Cerete 110",0.02]
["SC_1692_A1","Cerromatoso 220",0.08]
["SC_1692_A1","Cerromatoso 500",0.17]
["SC_1692_A1","Chinu 220",0.06]
["SC_1692_A1","Chinu 500",0.11]
["SC_1692_A1","Coveñas 110",0.03]
["SC_1692_A1","La Mojana 110",0.01]
["SC_1692_A1","Magangue 110",0.01]
["SC_1692_A1","Mompox 110",0.01]
["SC_1692_A1","Monteria 110",0.04]
["SC_1692_A1","Monteria 220",0.02]
["SC_1692_A1","Nva Monteria 110",0.03]
["SC_1692_A1","Nva Toluviejo 110",0.05]
["SC_1692_A1","Pasacaballos 110",0.04]
["SC_1692_A1","Pasacaballos 220",0.03]
["SC_1692_A1","Planeta 110",0.09]
["SC_1692_A1","Rio Sinu 110",0.02]
["SC_1692_A1","Sahagun 500 kV",0.09]
["SC_1692_A1","San Marcos 110",0.02]
["SC_1692_A1","Sierra Flor 110",0.04]
["SC_1692_A1","Since 110",0.01]
["SC_1692_A1","Tierralta 110",0.02]
["SC_1692_A1","Toluviejo 110",0.05]
["SC_1692_A1","Toluviejo 220",0.03]
["SC_1692_A1","Uraba 220",0.02]
["SC_1692_A1","Urra 110",0.02]
["SC_1692_A1","Urra 220",0.04]
["SC_2204_A1","Chinu 500",0.02]
["SC_2204_A1","Sahagun 500 kV",0]
["SC_2204_A1","Chinu 220",0]
["SC_2204_A1","Pasacaballos 220",0]
["SC_2204_A1","Toluviejo 220",0]
["SC_2204_A1","Boston 110",0]
["SC_2204_A1","Chinu 110",0.1]
["SC_2204_A1","Chinu Planta 110",7.0000000000000007E-2]
["SC_2204_A1","La Mojana 110",0]
["SC_2204_A1","Magangue 110",0.13]
["SC_2204_A1","Mompox 110",0.02]
["SC_2204_A1","Nva Toluviejo 110",0]
["SC_2204_A1","Coveñas 110",0]
["SC_2204_A1","Sierra Flor 110",0]
["SC_2204_A1","Pasacaballos 110",0]
["SC_2204_A1","San Marcos 110",0]
["SC_2204_A1","Since 110",0.11]
["SC_2204_A1","Magangue 34.5",0.21]
["SC_2204_A1","Mompox 34.5",0.01]
["SC_2204_A1","San Marcos 34.5",0]
["SC_2204_A1","Magangue 13.8",1.08]
["SC_2204_A2","Chinu 500",0.02]
["SC_2204_A2","Sahagun 500 kV",0]
["SC_2204_A2","Chinu 220",0]
["SC_2204_A2","Pasacaballos 220",0]
["SC_2204_A2","Toluviejo 220",0]
["SC_2204_A2","Boston 110",0]
["SC_2204_A2","Chinu 110",0.1]
["SC_2204_A2","Chinu Planta 110",7.0000000000000007E-2]
["SC_2204_A2","La Mojana 110",0]
["SC_2204_A2","Magangue 110",0.13]
["SC_2204_A2","Mompox 110",0.02]
["SC_2204_A2","Nva Toluviejo 110",0]
["SC_2204_A2","Coveñas 110",0]
["SC_2204_A2","Sierra Flor 110",0]
["SC_2204_A2","Pasacaballos 110",0]
["SC_2204_A2","San Marcos 110",0]
["SC_2204_A2","Since 110",0.11]
["SC_2204_A2","Magangue 34.5",0.46]
["SC_2204_A2","Mompox 34.5",0.01]
["SC_2204_A2","San Marcos 34.5",0]
["SC_2204_A2","Magangue 13.8",1.07]
["SC_408_A1","Chinu Planta 34.5",0.70455999999999996]
["SC_408_A1","Cotorra 34.5",3.6315E-2]
["SC_408_A1","Coveñas 34.5",0.15375]
["SC_408_A1","La Union 34.5",0.205649]
["SC_408_A1","Lorica 34.5",4.3430000000000003E-2]
["SC_408_A1","Mompox 34.5",4.7974999999999997E-2]
["SC_408_A1","Monteria 34.5",8.0110000000000001E-2]
["SC_408_A1","Rio sinu 34.5",9.2170000000000002E-2]
["SC_408_A1","San Antero 34.5",5.6887E-2]
["SC_408_A1","San Marcos 34.5",1.180744]
["SC_408_A1","San Pelayo 34.5",4.7067999999999999E-2]
["SC_408_A1","Santa Ines 34.5",0.37596400000000002]
["SC_408_A1","Santa Rosa 34.5",0.169568]
["SC_408_A1","Boston 110",0.20823]
["SC_408_A1","Cerete 110",6.5709000000000004E-2]
["SC_408_A1","Cerromatoso 110",7.5270000000000004E-2]
["SC_408_A1","Chinu 110",0.49120000000000003]
["SC_408_A1","Chinu Planta 110",0.39829999999999999]
["SC_408_A1","Coveñas 110",9.9959999999999993E-2]
["SC_408_A1","La Mojana 110",0.31590099999999999]
["SC_408_A1","Magangue 110",3.0988000000000002E-2]
["SC_408_A1","Mompox 110",2.1441000000000002E-2]
["SC_408_A1","Monteria 110",7.3109999999999994E-2]
["SC_408_A1","Planeta 110",6.6709999999999998E-3]
["SC_408_A1","Rio Sinu 110",6.5720000000000001E-2]
["SC_408_A1","San Marcos 110",1.144766]
["SC_408_A1","Sierra Flor 110",0.15958]
["SC_408_A1","Since 110",5.9451999999999998E-2]
["SC_408_A1","Tierralta 110",2.3702000000000001E-2]
["SC_408_A1","Toluviejo 110",0.14921999999999999]
["SC_408_A1","Urra 110",2.1403999999999999E-2]
["SC_408_A1","Cerromatoso 220",3.1220000000000001E-2]
["SC_408_A1","Monteria 220",3.7522E-2]
["SC_408_A1","Toluviejo 220",7.0639999999999994E-2]
["SC_408_A1","Uraba 220",2.4919E-2]
["SC_408_A1","Urra 220",3.1099999999999999E-2]
["SC_408_A1","Cerromatoso 500",6.3490000000000005E-2]
["SC_408_A1","Chinu 500",9.3299999999999994E-2]
["SC_408_A2","Chinu Planta 34.5",0.10329000000000001]
["SC_408_A2","Cotorra 34.5",8.3960000000000007E-3]
["SC_408_A2","Coveñas 34.5",3.1699999999999999E-2]
["SC_408_A2","La Union 34.5",6.0569999999999999E-3]
["SC_408_A2","Lorica 34.5",9.3779999999999992E-3]
["SC_408_A2","Mompox 34.5",7.6540000000000002E-3]
["SC_408_A2","Monteria 34.5",2.5780000000000001E-2]
["SC_408_A2","Rio sinu 34.5",3.2009999999999997E-2]
["SC_408_A2","San Antero 34.5",1.1897E-2]
["SC_408_A2","San Marcos 34.5",1.2364999999999999E-2]
["SC_408_A2","San Pelayo 34.5",1.124E-2]
["SC_408_A2","Santa Ines 34.5",7.4229999999999999E-3]
["SC_408_A2","Santa Rosa 34.5",9.0240000000000008E-3]
["SC_408_A2","Boston 110",3.6580000000000001E-2]
["SC_408_A2","Cerete 110",1.6920000000000001E-2]
["SC_408_A2","Cerromatoso 110",0.57089999999999996]
["SC_408_A2","Chinu 110",7.5630000000000003E-2]
["SC_408_A2","Chinu Planta 110",6.1129999999999997E-2]
["SC_408_A2","Coveñas 110",2.0459999999999999E-2]
["SC_408_A2","La Mojana 110",4.8570000000000002E-3]
["SC_408_A2","Magangue 110",4.9439999999999996E-3]
["SC_408_A2","Mompox 110",3.421E-3]
["SC_408_A2","Monteria 110",2.598E-2]
["SC_408_A2","Planeta 110",1.14384]
["SC_408_A2","Rio Sinu 110",2.3800000000000002E-2]
["SC_408_A2","San Marcos 110",6.2049999999999996E-3]
["SC_408_A2","Sierra Flor 110",3.1449999999999999E-2]
["SC_408_A2","Since 110",9.4850000000000004E-3]
["SC_408_A2","Tierralta 110",1.227E-2]
["SC_408_A2","Toluviejo 110",3.5740000000000001E-2]
["SC_408_A2","Urra 110",1.3403999999999999E-2]
["SC_408_A2","Cerromatoso 220",3.6049999999999999E-2]
["SC_408_A2","Monteria 220",1.7134E-2]
["SC_408_A2","Toluviejo 220",2.4309999999999998E-2]
["SC_408_A2","Uraba 220",1.5938999999999998E-2]
["SC_408_A2","Urra 220",2.597E-2]
["SC_408_A2","Cerromatoso 500",9.1689999999999994E-2]
["SC_408_A2","Chinu 500",6.0839999999999998E-2]
["SC_44_A1","Boston 110",0.05]
["SC_44_A1","Cerete 110",0.01]
["SC_44_A1","Cerromatoso 220",0.01]
["SC_44_A1","Cerromatoso 500",0.01]
["SC_44_A1","Chinu 220",0.03]
["SC_44_A1","Chinu 500",0.02]
["SC_44_A1","Coveñas 110",0.04]
["SC_44_A1","La Mojana 110",0]
["SC_44_A1","Magangue 110",0]
["SC_44_A1","Mompox 110",0]
["SC_44_A1","Monteria 110",0.01]
["SC_44_A1","Monteria 220",0.01]
["SC_44_A1","Nva Monteria 110",0.01]
["SC_44_A1","Nva Toluviejo 110",0.11]
["SC_44_A1","Pasacaballos 110",0.03]
["SC_44_A1","Pasacaballos 220",0.02]
["SC_44_A1","Rio Sinu 110",0.01]
["SC_44_A1","Sahagun 500 kV",0.01]
["SC_44_A1","San Marcos 110",0.01]
["SC_44_A1","Sierra Flor 110",0.06]
["SC_44_A1","Since 110",0.01]
["SC_44_A1","Tierralta 110",0]
["SC_44_A1","Toluviejo 110",0.11]
["SC_44_A1","Toluviejo 220",0.04]
["SC_44_A1","Uraba 220",0]
["SC_44_A1","Urra 110",0]
["SC_44_A1","Urra 220",0.01]
["SC_44_A2","Boston 110",0.02]
["SC_44_A2","Cerete 110",0.01]
["SC_44_A2","Cerromatoso 220",0.01]
["SC_44_A2","Cerromatoso 500",0.02]
["SC_44_A2","Chinu 220",0.06]
["SC_44_A2","Chinu 500",0.02]
["SC_44_A2","Coveñas 110",0.01]
["SC_44_A2","La Mojana 110",0]
["SC_44_A2","Magangue 110",0]
["SC_44_A2","Mompox 110",0]
["SC_44_A2","Monteria 110",0.02]
["SC_44_A2","Monteria 220",0.02]
["SC_44_A2","Nva Monteria 110",0.02]
["SC_44_A2","Nva Toluviejo 110",0.03]
["SC_44_A2","Pasacaballos 110",0.01]
["SC_44_A2","Pasacaballos 220",0.01]
["SC_44_A2","Rio Sinu 110",0.02]
["SC_44_A2","Sahagun 500 kV",0.02]
["SC_44_A2","San Marcos 110",0]
["SC_44_A2","Sierra Flor 110",0.02]
["SC_44_A2","Since 110",0]
["SC_44_A2","Tierralta 110",0.01]
["SC_44_A2","Toluviejo 110",0.03]
["SC_44_A2","Toluviejo 220",0.02]
["SC_44_A2","Uraba 220",0.01]
["SC_44_A2","Urra 110",0.01]
["SC_44_A2","Urra 220",0.01]
["SC_828_A1","Apartado 110",0]
["SC_828_A1","Boston 110",0.03]
["SC_828_A1","Cerete 110",0]
["SC_828_A1","Cerromatoso 220",0]
["SC_828_A1","Chinu 220",0.01]
["SC_828_A1","Chinu Planta 110",0.17]
["SC_828_A1","Chinu 500",0]
["SC_828_A1","Cerromatoso 500",0]
["SC_828_A1","La Mojana 110",0]
["SC_828_A1","Magangue 110",0]
["SC_828_A1","Mompox 110",0]
["SC_828_A1","Monteria 110",0]
["SC_828_A1","Monteria 220",0]
["SC_828_A1","Nva Colonia 110",0]
["SC_828_A1","Nva Toluviejo 110",0]
["SC_828_A1","Rio Sinu 110",0]
["SC_828_A1","San Marcos 110",0]
["SC_828_A1","Sierra Flor 110",0]
["SC_828_A1","Since 110",0]
["SC_828_A1","Tierralta 110",0]
["SC_828_A1","Toluviejo 110",0]
["SC_828_A1","Toluviejo 220",0]
["SC_828_A1","Uraba 110",0]
["SC_828_A1","Uraba 220",0]
["SC_828_A1","Urra 110",0]
["SC_828_A1","Urra 220",0]
["SC_828_A2","Apartado 110",0]
["SC_828_A2","Boston 110",0.03]
["SC_828_A2","Cerete 110",0]
["SC_828_A2","Cerromatoso 220",0]
["SC_828_A2","Chinu 220",0.01]
["SC_828_A2","Chinu Planta 110",0.14000000000000001]
["SC_828_A2","Chinu 500",0]
["SC_828_A2","Cerromatoso 500",0]
["SC_828_A2","La Mojana 110",0]
["SC_828_A2","Magangue 110",0]
["SC_828_A2","Mompox 110",0]
["SC_828_A2","Monteria 110",0]
["SC_828_A2","Monteria 220",0]
["SC_828_A2","Nva Colonia 110",0]
["SC_828_A2","Nva Toluviejo 110",0]
["SC_828_A2","Rio Sinu 110",0]
["SC_828_A2","San Marcos 110",0]
["SC_828_A2","Sierra Flor 110",0]
["SC_828_A2","Since 110",0]
["SC_828_A2","Tierralta 110",0]
["SC_828_A2","Toluviejo 110",0]
["SC_828_A2","Toluviejo 220",0]
["SC_828_A2","Uraba 110",0]
["SC_828_A2","Uraba 220",0]
["SC_828_A2","Urra 110",0]
["SC_828_A2","Urra 220",0]
["SC_454_A1","Apartado 110",7.0000000000000007E-2]
["SC_454_A1","Boston 110",0.04]
["SC_454_A1","Cerete 110",7.0000000000000007E-2]
["SC_454_A1","Cerromatoso 220",5.07]
["SC_454_A1","Cerromatoso 500",0.92]
["SC_454_A1","Chinu 110",7.0000000000000007E-2]
["SC_454_A1","Chinu 220",5.23]
["SC_454_A1","Chinu 500",0.25]
["SC_454_A1","Chinu Planta 110",0.06]
["SC_454_A1","Coveñas 110",0.03]
["SC_454_A1","La Mojana 110",0]
["SC_454_A1","Magangue 110",0]
["SC_454_A1","Mompox 110",0]
["SC_454_A1","Monteria 110",0.25]
["SC_454_A1","Monteria 220",0.52]
["SC_454_A1","Nva Colonia 110",7.0000000000000007E-2]
["SC_454_A1","Nva Toluviejo 110",0.28000000000000003]
["SC_454_A1","Rio Sinu 110",0.16]
["SC_454_A1","San Marcos 110",0]
["SC_454_A1","Sierra Flor 110",0.05]
["SC_454_A1","Since 110",0]
["SC_454_A1","Tierralta 110",0.05]
["SC_454_A1","Toluviejo 110",0.2]
["SC_454_A1","Toluviejo 220",0.32]
["SC_454_A1","Uraba 110",0.21]
["SC_454_A1","Uraba 220",0.2]
["SC_454_A1","Urra 110",0.09]
["SC_454_A1","Urra 220",0.78]
["SC_454_A2","Apartado 110",0]
["SC_454_A2","Boston 110",0.01]
["SC_454_A2","Cerete 110",0]
["SC_454_A2","Cerromatoso 220",0.01]
["SC_454_A2","Cerromatoso 500",0.09]
["SC_454_A2","Chinu 110",0.05]
["SC_454_A2","Chinu 220",0.03]
["SC_454_A2","Chinu 500",0.19]
["SC_454_A2","Chinu Planta 110",0.04]
["SC_454_A2","Coveñas 110",0]
["SC_454_A2","La Mojana 110",0]
["SC_454_A2","Magangue 110",0]
["SC_454_A2","Mompox 110",0]
["SC_454_A2","Monteria 110",0]
["SC_454_A2","Monteria 220",0]
["SC_454_A2","Nva Colonia 110",0]
["SC_454_A2","Nva Toluviejo 110",0]
["SC_454_A2","Rio Sinu 110",0]
["SC_454_A2","San Marcos 110",0]
["SC_454_A2","Sierra Flor 110",0.01]
["SC_454_A2","Since 110",0]
["SC_454_A2","Tierralta 110",0]
["SC_454_A2","Toluviejo 110",0.01]
["SC_454_A2","Toluviejo 220",0.01]
["SC_454_A2","Uraba 110",0]
["SC_454_A2","Uraba 220",0]
["SC_454_A2","Urra 110",0]
["SC_454_A2","Urra 220",0]
["SC_47_A1","Boston 110",0.05]
["SC_47_A1","Cerete 110",0.01]
["SC_47_A1","Cerromatoso 220",0.01]
["SC_47_A1","Cerromatoso 500",0.01]
["SC_47_A1","Chinu 220",0.03]
["SC_47_A1","Chinu 500",0.02]
["SC_47_A1","Coveñas 110",0.04]
["SC_47_A1","La Mojana 110",0]
["SC_47_A1","Magangue 110",0]
["SC_47_A1","Mompox 110",0]
["SC_47_A1","Monteria 110",0.01]
["SC_47_A1","Monteria 220",0.01]
["SC_47_A1","Nva Monteria 110",0.01]
["SC_47_A1","Nva Toluviejo 110",0.11]
["SC_47_A1","Pasacaballos 110",0.03]
["SC_47_A1","Pasacaballos 220",0.02]
["SC_47_A1","Rio Sinu 110",0.01]
["SC_47_A1","Sahagun 500 kV",0.01]
["SC_47_A1","San Marcos 110",0.01]
["SC_47_A1","Sierra Flor 110",0.06]
["SC_47_A1","Since 110",0.01]
["SC_47_A1","Tierralta 110",0]
["SC_47_A1","Toluviejo 110",0.11]
["SC_47_A1","Toluviejo 220",0.04]
["SC_47_A1","Uraba 220",0]
["SC_47_A1","Urra 110",0]
["SC_47_A1","Urra 220",0.01]
["SC_47_A2","Boston 110",0.02]
["SC_47_A2","Cerete 110",0.01]
["SC_47_A2","Cerromatoso 220",0.01]
["SC_47_A2","Cerromatoso 500",0.02]
["SC_47_A2","Chinu 220",0.06]
["SC_47_A2","Chinu 500",0.02]
["SC_47_A2","Coveñas 110",0.01]
["SC_47_A2","La Mojana 110",0]
["SC_47_A2","Magangue 110",0]
["SC_47_A2","Mompox 110",0]
["SC_47_A2","Monteria 110",0.02]
["SC_47_A2","Monteria 220",0.02]
["SC_47_A2","Nva Monteria 110",0.02]
["SC_47_A2","Nva Toluviejo 110",0.03]
["SC_47_A2","Pasacaballos 110",0.01]
["SC_47_A2","Pasacaballos 220",0.01]
["SC_47_A2","Rio Sinu 110",0.02]
["SC_47_A2","Sahagun 500 kV",0.02]
["SC_47_A2","San Marcos 110",0]
["SC_47_A2","Sierra Flor 110",0.02]
["SC_47_A2","Since 110",0]
["SC_47_A2","Tierralta 110",0.01]
["SC_47_A2","Toluviejo 110",0.03]
["SC_47_A2","Toluviejo 220",0.02]
["SC_47_A2","Uraba 220",0.01]
["SC_47_A2","Urra 110",0.01]
["SC_47_A2","Urra 220",0.01]
["SC_483_A1","Boston 110",7.85E-2]
["SC_483_A1","Cerete 110",0.16769999999999999]
["SC_483_A1","Cerromatoso 110",6.2300000000000001E-2]
["SC_483_A1","Chinu 110",0.15870000000000001]
["SC_483_A1","Chinu Planta 110",0.12839999999999999]
["SC_483_A1","Coveñas 110",4.4400000000000002E-2]
["SC_483_A1","La Mojana 110",0.01]
["SC_483_A1","Magangue 110",1.0500000000000001E-2]
["SC_483_A1","Mompox 110",7.3000000000000001E-3]
["SC_483_A1","Monteria 110",0.34439999999999998]
["SC_483_A1","Planeta 110",5.5999999999999999E-3]
["SC_483_A1","Rio Sinu 110",0.23860000000000001]
["SC_483_A1","San Marcos 110",1.23E-2]
["SC_483_A1","Sierra Flor 110",6.9099999999999995E-2]
["SC_483_A1","Since 110",2.0199999999999999E-2]
["SC_483_A1","Tierralta 110",9.9500000000000005E-2]
["SC_483_A1","Toluviejo 110",8.0799999999999997E-2]
["SC_483_A1","Urra 110",7.8399999999999997E-2]
["SC_483_A1","Cerromatoso 220",4.8599999999999997E-2]
["SC_483_A1","Chinu 220",0.1212]
["SC_483_A1","Monteria 220",0.12479999999999999]
["SC_483_A1","Toluviejo 220",6.1400000000000003E-2]
["SC_483_A1","Uraba 220",7.4200000000000002E-2]
["SC_483_A1","Urra 220",7.9600000000000004E-2]
["SC_483_A1","Cerromatoso 500",5.1400000000000001E-2]
["SC_483_A1","Chinu 500",6.4199999999999993E-2]
["SC_483_A1","Sahagun 500 kV",4.7399999999999998E-2]
["SC_483_A2","Boston 110",7.85E-2]
["SC_483_A2","Cerete 110",0.16769999999999999]
["SC_483_A2","Cerromatoso 110",6.2300000000000001E-2]
["SC_483_A2","Chinu 110",0.15870000000000001]
["SC_483_A2","Chinu Planta 110",0.12839999999999999]
["SC_483_A2","Coveñas 110",4.4400000000000002E-2]
["SC_483_A2","La Mojana 110",0.01]
["SC_483_A2","Magangue 110",1.0500000000000001E-2]
["SC_483_A2","Mompox 110",7.3000000000000001E-3]
["SC_483_A2","Monteria 110",0.35959999999999998]
["SC_483_A2","Planeta 110",5.5999999999999999E-3]
["SC_483_A2","Rio Sinu 110",0.23860000000000001]
["SC_483_A2","San Marcos 110",1.23E-2]
["SC_483_A2","Sierra Flor 110",6.9099999999999995E-2]
["SC_483_A2","Since 110",2.0199999999999999E-2]
["SC_483_A2","Tierralta 110",9.9500000000000005E-2]
["SC_483_A2","Toluviejo 110",8.0799999999999997E-2]
["SC_483_A2","Urra 110",7.8399999999999997E-2]
["SC_483_A2","Cerromatoso 220",4.8599999999999997E-2]
["SC_483_A2","Chinu 220",0.1212]
["SC_483_A2","Monteria 220",0.12479999999999999]
["SC_483_A2","Toluviejo 220",6.1400000000000003E-2]
["SC_483_A2","Uraba 220",7.4200000000000002E-2]
["SC_483_A2","Urra 220",7.9600000000000004E-2]
["SC_483_A2","Cerromatoso 500",5.1400000000000001E-2]
["SC_483_A2","Chinu 500",6.4199999999999993E-2]
["SC_483_A2","Sahagun 500 kV",4.7399999999999998E-2]
["SC_1782_A1","Apartado 110",0.04]
["SC_1782_A1","Boston 110",0.5]
["SC_1782_A1","Caucasia 110",0.04]
["SC_1782_A1","Cerete 110",0.1]
["SC_1782_A1","Chinu 110",0.62]
["SC_1782_A1","Chinu Planta 110",0.5]
["SC_1782_A1","Coveñas 110",0.21]
["SC_1782_A1","La Mojana 110",0.04]
["SC_1782_A1","Magangue 110",0.04]
["SC_1782_A1","Mompox 110",0.03]
["SC_1782_A1","Monteria 110",0.12]
["SC_1782_A1","Nva Colonia 110",0.04]
["SC_1782_A1","Pasacaballos 110",0.32]
["SC_1782_A1","Planeta 110",0.01]
["SC_1782_A1","Rio Sinu 110",0.1]
["SC_1782_A1","San Marcos 110",0.05]
["SC_1782_A1","Sierra Flor 110",0.68]
["SC_1782_A1","Since 110",0.08]
["SC_1782_A1","Tierralta 110",0.04]
["SC_1782_A1","Toluviejo 110",1.1499999999999999]
["SC_1782_A1","Uraba 110",0.08]
["SC_1782_A1","Urra 110",0.04]
["SC_1782_A1","Bolivar 220",0.27]
["SC_1782_A1","Cerromatoso 220",7.0000000000000007E-2]
["SC_1782_A1","Chinu 220",0.26]
["SC_1782_A1","Monteria 220",0.09]
["SC_1782_A1","Pasacaballos 220",0.18]
["SC_1782_A1","Toluviejo 220",0.37]
["SC_1782_A1","Uraba 220",0.06]
["SC_1782_A1","Urra 220",0.06]
["SC_1782_A1","Bolivar 500",0.11]
["SC_1782_A1","Cerromatoso 500",0.13]
["SC_1782_A1","Chinu 500",0.19]
["SC_1782_A1","Sahagun 500 kV",0.14000000000000001]
["SC_1782_A2","Apartado 110",0.05]
["SC_1782_A2","Boston 110",0.31]
["SC_1782_A2","Caucasia 110",0.04]
["SC_1782_A2","Cerete 110",0.1]
["SC_1782_A2","Chinu 110",0.44]
["SC_1782_A2","Chinu Planta 110",0.35]
["SC_1782_A2","Coveñas 110",0.12]
["SC_1782_A2","La Mojana 110",0.03]
["SC_1782_A2","Magangue 110",0.03]
["SC_1782_A2","Mompox 110",0.02]
["SC_1782_A2","Monteria 110",0.14000000000000001]
["SC_1782_A2","Nva Colonia 110",0.05]
["SC_1782_A2","Pasacaballos 110",0.31]
["SC_1782_A2","Planeta 110",0.01]
["SC_1782_A2","Rio Sinu 110",0.11]
["SC_1782_A2","San Marcos 110",0.03]
["SC_1782_A2","Sierra Flor 110",0.4]
["SC_1782_A2","Since 110",0.06]
["SC_1782_A2","Tierralta 110",0.05]
["SC_1782_A2","Toluviejo 110",0.64]
["SC_1782_A2","Uraba 110",0.1]
["SC_1782_A2","Urra 110",0.05]
["SC_1782_A2","Bolivar 220",0.3]
["SC_1782_A2","Cerromatoso 220",7.0000000000000007E-2]
["SC_1782_A2","Chinu 220",0.36]
["SC_1782_A2","Monteria 220",0.12]
["SC_1782_A2","Pasacaballos 220",0.22]
["SC_1782_A2","Toluviejo 220",0.61]
["SC_1782_A2","Uraba 220",7.0000000000000007E-2]
["SC_1782_A2","Urra 220",0.08]
["SC_1782_A2","Bolivar 500",0.12]
["SC_1782_A2","Cerromatoso 500",0.13]
["SC_1782_A2","Chinu 500",0.19]
["SC_1782_A2","Sahagun 500 kV",0.14000000000000001]
["SC_1784_A1","Boston 110",2.8000000000000001E-2]
["SC_1784_A1","Boston 13.8",7.0000000000000001E-3]
["SC_1784_A1","Boston 34.5",1.2E-2]
["SC_1784_A1","Chinu 110",0.02]
["SC_1784_A1","Corozal 34.5",1.6E-2]
["SC_1784_A1","Corozal 13.8",5.0000000000000001E-3]
["SC_1784_A1","Magangue 110",0]
["SC_1784_A1","Mompox 110",0]
["SC_1784_A1","Nva Toluviejo 110",1.4999999999999999E-2]
["SC_1784_A1","Coveñas 110",3.0000000000000001E-3]
["SC_1784_A1","Sierra Flor 110",0]
["SC_1784_A1","Pasacaballos 110",2E-3]
["SC_1784_A1","Pasacaballos 220",0]
["SC_1784_A1","Sierra Flor 13.8",0.30299999999999999]
["SC_1784_A1","Sierra Flor 34.5",0.17199999999999999]
["SC_1784_A1","Since 110",0]
["SC_1784_A1","Toluviejo 220",5.0000000000000001E-3]
["SC_1784_A2","Boston 110",7.0000000000000007E-2]
["SC_1784_A2","Boston 13.8",2.4E-2]
["SC_1784_A2","Boston 34.5",4.2000000000000003E-2]
["SC_1784_A2","Chinu 110",5.3999999999999999E-2]
["SC_1784_A2","Corozal 34.5",5.8000000000000003E-2]
["SC_1784_A2","Corozal 13.8",2.1000000000000001E-2]
["SC_1784_A2","Magangue 110",0]
["SC_1784_A2","Mompox 110",0]
["SC_1784_A2","Nva Toluviejo 110",2.5999999999999999E-2]
["SC_1784_A2","Coveñas 110",7.0000000000000001E-3]
["SC_1784_A2","Sierra Flor 110",0]
["SC_1784_A2","Pasacaballos 110",3.0000000000000001E-3]
["SC_1784_A2","Pasacaballos 220",3.0000000000000001E-3]
["SC_1784_A2","Sierra Flor 13.8",0.71599999999999997]
["SC_1784_A2","Sierra Flor 34.5",0.72199999999999998]
["SC_1784_A2","Since 110",1E-3]
["SC_1784_A2","Toluviejo 220",1.0999999999999999E-2]
["SC_586_A1","Boston 110",0.11799999999999999]
["SC_586_A1","Chinu 110",9.1999999999999998E-2]
["SC_586_A1","Magangue 110",0]
["SC_586_A1","Mompox 110",1E-3]
["SC_586_A1","Nva Toluviejo 110",7.0999999999999994E-2]
["SC_586_A1","Coveñas 110",0.01]
["SC_586_A1","Sierra Flor 110",0]
["SC_586_A1","Pasacaballos 110",5.0000000000000001E-3]
["SC_586_A1","Pasacaballos 220",5.0000000000000001E-3]
["SC_586_A1","Sierra Flor 34.5",3.1E-2]
["SC_586_A1","Sierra Flor 13.8",0.13500000000000001]
["SC_586_A1","Since 110",2E-3]
["SC_586_A1","Toluviejo 220",0.02]
["SC_586_A2","Boston 110",3.1E-2]
["SC_586_A2","Chinu 110",0.04]
["SC_586_A2","Magangue 110",0]
["SC_586_A2","Mompox 110",1E-3]
["SC_586_A2","Nva Toluviejo 110",0.17]
["SC_586_A2","Coveñas 110",0.02]
["SC_586_A2","Sierra Flor 110",0]
["SC_586_A2","Pasacaballos 110",0.01]
["SC_586_A2","Pasacaballos 220",0.01]
["SC_586_A2","Sierra Flor 34.5",8.0000000000000002E-3]
["SC_586_A2","Sierra Flor 13.8",3.1E-2]
["SC_586_A2","Since 110",1E-3]
["SC_586_A2","Toluviejo 220",4.5999999999999999E-2]
["SC_2104_A1","Uraba 220",1E-3]
["SC_2104_A1","Urra 220",3.0000000000000001E-3]
["SC_2104_A1","Chinu 220",0.02]
["SC_2104_A1","Chinu 500",0.14399999999999999]
["SC_2104_A1","Cerromatoso 500",9.2999999999999999E-2]
["SC_2104_A1","Cerromatoso 220",8.9999999999999993E-3]
["SC_2104_A1","Monteria 220",4.0000000000000001E-3]
["SC_2104_A1","Sahagun 500 kV",0.189]
["SC_2104_A2","Uraba 220",2E-3]
["SC_2104_A2","Urra 220",3.0000000000000001E-3]
["SC_2104_A2","Chinu 220",2.5999999999999999E-2]
["SC_2104_A2","Chinu 500",0.188]
["SC_2104_A2","Cerromatoso 500",8.4000000000000005E-2]
["SC_2104_A2","Cerromatoso 220",8.0000000000000002E-3]
["SC_2104_A2","Monteria 220",5.0000000000000001E-3]
["SC_2104_A2","Sahagun 500 kV",9.8000000000000004E-2]
["SC_2072_A1","Chinu 500",0.01]
["SC_2072_A1","Boston 110",0.01]
["SC_2072_A1","Chinu 110",0.03]
["SC_2072_A1","Coveñas 110",0.08]
["SC_2072_A1","Nva Toluviejo 110",0.02]
["SC_2072_A1","Toluviejo 110",0.02]
["SC_2072_A1","Coveñas 34.5",0.25]
["SC_2072_A1","Lorica 34.5",0.01]
["SC_2072_A1","San Antero 34.5",0.04]
["SC_2072_A2","Chinu 500",0.01]
["SC_2072_A2","Boston 110",0.01]
["SC_2072_A2","Chinu 110",0.03]
["SC_2072_A2","Coveñas 110",0.08]
["SC_2072_A2","Nva Toluviejo 110",0.02]
["SC_2072_A2","Toluviejo 110",0.02]
["SC_2072_A2","Coveñas 34.5",0.08]
["SC_2072_A2","Lorica 34.5",0]
["SC_2072_A2","San Antero 34.5",0.01]
["SC_630_A1","Apartado 110",1E-3]
["SC_630_A1","Boston 110",1.5900000000000001E-2]
["SC_630_A1","Cerete 110",2.5999999999999999E-3]
["SC_630_A1","Cerromatoso 110",2.8999999999999998E-3]
["SC_630_A1","Cerromatoso 220",1.6000000000000001E-3]
["SC_630_A1","Cerromatoso 500",3.0000000000000001E-3]
["SC_630_A1","Chinu 110",1.44E-2]
["SC_630_A1","Chinu 220",4.4000000000000003E-3]
["SC_630_A1","Chinu 500",3.8E-3]
["SC_630_A1","Chinu Planta 110",1.29E-2]
["SC_630_A1","Coveñas 110",7.4999999999999997E-3]
["SC_630_A1","La Mojana 110",8.9999999999999998E-4]
["SC_630_A1","Magangue 110",1.1999999999999999E-3]
["SC_630_A1","Mompox 110",6.9999999999999999E-4]
["SC_630_A1","Mompox 34.5",1.9E-3]
["SC_630_A1","Monteria 110",2.8999999999999998E-3]
["SC_630_A1","Monteria 220",2.2000000000000001E-3]
["SC_630_A1","Nva Colonia 110",1E-3]
["SC_630_A1","Planeta 110",4.0000000000000002E-4]
["SC_630_A1","Rio Sinu 110",2.3E-3]
["SC_630_A1","Sahagun 500 kV",2.7000000000000001E-3]
["SC_630_A1","San Marcos 110",1.4E-3]
["SC_630_A1","Sierra Flor 110",2.01E-2]
["SC_630_A1","Since 110",2.3E-3]
["SC_630_A1","Tierralta 110",1E-3]
["SC_630_A1","Toluviejo 110",1.3899999999999999E-2]
["SC_630_A1","Toluviejo 220",5.1999999999999998E-3]
["SC_630_A1","Uraba 110",1.4E-3]
["SC_630_A1","Uraba 220",1.1000000000000001E-3]
["SC_630_A1","Urra 110",1E-3]
["SC_630_A1","Urra 220",1.4E-3]
["SC_630_A2","Apartado 110",1E-3]
["SC_630_A2","Boston 110",1.0500000000000001E-2]
["SC_630_A2","Cerete 110",2.3E-3]
["SC_630_A2","Cerromatoso 110",2.8E-3]
["SC_630_A2","Cerromatoso 220",1.5E-3]
["SC_630_A2","Cerromatoso 500",2.8E-3]
["SC_630_A2","Chinu 110",1.1299999999999999E-2]
["SC_630_A2","Chinu 220",4.7999999999999996E-3]
["SC_630_A2","Chinu 500",3.5999999999999999E-3]
["SC_630_A2","Chinu Planta 110",1.0200000000000001E-2]
["SC_630_A2","Coveñas 110",8.6E-3]
["SC_630_A2","La Mojana 110",6.9999999999999999E-4]
["SC_630_A2","Magangue 110",8.9999999999999998E-4]
["SC_630_A2","Mompox 110",5.9999999999999995E-4]
["SC_630_A2","Mompox 34.5",1.5E-3]
["SC_630_A2","Monteria 110",2.8E-3]
["SC_630_A2","Monteria 220",2.2000000000000001E-3]
["SC_630_A2","Nva Colonia 110",1E-3]
["SC_630_A2","Planeta 110",2.9999999999999997E-4]
["SC_630_A2","Rio Sinu 110",2.2000000000000001E-3]
["SC_630_A2","Sahagun 500 kV",2.5000000000000001E-3]
["SC_630_A2","San Marcos 110",1.1000000000000001E-3]
["SC_630_A2","Sierra Flor 110",1.26E-2]
["SC_630_A2","Since 110",1.8E-3]
["SC_630_A2","Tierralta 110",8.9999999999999998E-4]
["SC_630_A2","Toluviejo 110",2.01E-2]
["SC_630_A2","Toluviejo 220",6.3E-3]
["SC_630_A2","Uraba 110",1.4E-3]
["SC_630_A2","Uraba 220",1.1000000000000001E-3]
["SC_630_A2","Urra 110",1E-3]
["SC_630_A2","Urra 220",1.2999999999999999E-3]
["SC_632_A1","Toluviejo 110",0.17]
["SC_632_A1","Sierra Flor 110",0.04]
["SC_632_A1","Toluviejo 220",0.04]
["SC_632_A1","Chinu 220",0.02]
["SC_632_A1","Bolivar 220",0.01]
["SC_632_A1","Pasacaballos 220",0.01]
["SC_632_A1","Pasacaballos 110",0.01]
["SC_632_A1","Boston 110",0.03]
["SC_632_A1","Chinu 110",0.03]
["SC_632_A1","Chinu Planta 110",0.03]
["SC_632_A1","Cerromatoso 500",0.01]
["SC_632_A1","Chinu 500",0.02]
["SC_632_A2","Toluviejo 110",7.0000000000000007E-2]
["SC_632_A2","Sierra Flor 110",0.17]
["SC_632_A2","Toluviejo 220",0.02]
["SC_632_A2","Chinu 220",0.01]
["SC_632_A2","Bolivar 220",0.01]
["SC_632_A2","Boston 110",0.11]
["SC_632_A2","Chinu 110",0.08]
["SC_632_A2","Chinu Planta 110",7.0000000000000007E-2]
["SC_632_A2","Cerromatoso 500",0.01]
["SC_632_A2","Chinu 500",0.02]
["SC_681_A1","Chinu 500",0.23]
["SC_681_A1","Cerromatoso 500",0.04]
["SC_681_A1","Sahagun 500 kV",0.04]
["SC_681_A1","Uraba 220",0]
["SC_681_A1","Urra 220",0]
["SC_681_A1","Chinu 220",0.03]
["SC_681_A1","Cerromatoso 220",0]
["SC_681_A1","Monteria 220",0.01]
["SC_681_A1","Toluviejo 220",0.01]
["SC_681_A1","Boston 110",0.17]
["SC_681_A1","Chinu 110",1.79]
["SC_681_A1","Caucasia 110",0]
["SC_681_A1","Cerete 110",0.01]
["SC_681_A1","Chinu Planta 110",2]
["SC_681_A1","Monteria 110",0.2]
["SC_681_A1","Planeta 110",0]
["SC_681_A1","San Marcos 110",0]
["SC_681_A1","Since 110",0.01]
["SC_681_A1","Tierralta 110",0]
["SC_681_A1","Uraba 110",0]
["SC_681_A2","Chinu 500",0.1]
["SC_681_A2","Cerromatoso 500",0.04]
["SC_681_A2","Sahagun 500 kV",0.03]
["SC_681_A2","Uraba 220",0.01]
["SC_681_A2","Urra 220",0.01]
["SC_681_A2","Chinu 220",0.33]
["SC_681_A2","Cerromatoso 220",0.01]
["SC_681_A2","Monteria 220",0.04]
["SC_681_A2","Toluviejo 220",0.04]
["SC_681_A2","Boston 110",0.01]
["SC_681_A2","Chinu 110",0.04]
["SC_681_A2","Caucasia 110",0]
["SC_681_A2","Cerete 110",0.01]
["SC_681_A2","Chinu Planta 110",0.03]
["SC_681_A2","Monteria 110",0.02]
["SC_681_A2","Planeta 110",0]
["SC_681_A2","San Marcos 110",0]
["SC_681_A2","Since 110",0]
["SC_681_A2","Tierralta 110",0]
["SC_681_A2","Uraba 110",0.01]
["SC_692_A1","Chinu Planta 34.5",0]
["SC_692_A1","Cotorra 34.5",0]
["SC_692_A1","Coveñas 34.5",0]
["SC_692_A1","El Viajano 34.5",0]
["SC_692_A1","La Union 34.5",0]
["SC_692_A1","Lorica 34.5",0]
["SC_692_A1","Mompox 34.5",0]
["SC_692_A1","Monteria 34.5",0]
["SC_692_A1","Planeta 34.5",0]
["SC_692_A1","Pueblo Nuevo 34.5",0]
["SC_692_A1","Rio sinu 34.5",0]
["SC_692_A1","San Antero 34.5",0]
["SC_692_A1","San Marcos 34.5",0]
["SC_692_A1","San Pelayo 34.5",0]
["SC_692_A1","Santa Ines 34.5",0]
["SC_692_A1","Santa Rosa 34.5",0]
["SC_692_A1","Boston 110",0]
["SC_692_A1","Cerete 110",0]
["SC_692_A1","Cerromatoso 110",0]
["SC_692_A1","Chinu 110",0]
["SC_692_A1","Chinu Planta 110",0]
["SC_692_A1","Coveñas 110",0]
["SC_692_A1","La Mojana 110",0]
["SC_692_A1","Magangue 110",0]
["SC_692_A1","Mompox 110",0]
["SC_692_A1","Monteria 110",0]
["SC_692_A1","Rio Sinu 110",0]
["SC_692_A1","San Marcos 110",0]
["SC_692_A1","Sierra Flor 110",0]
["SC_692_A1","Since 110",0]
["SC_692_A1","Tierralta 110",0]
["SC_692_A1","Toluviejo 110",0]
["SC_692_A1","Urra 110",0]
["SC_692_A1","Cerromatoso 220",0]
["SC_692_A1","Chinu 220",0]
["SC_692_A1","Monteria 220",0]
["SC_692_A1","Toluviejo 220",0]
["SC_692_A1","Uraba 220",0]
["SC_692_A1","Urra 220",0]
["SC_692_A1","Cerromatoso 500",0]
["SC_692_A1","Chinu 500",0]
["SC_692_A1","Sahagun 500 kV",0]
["SC_692_A2","Chinu Planta 34.5",0]
["SC_692_A2","Cotorra 34.5",0]
["SC_692_A2","Coveñas 34.5",0]
["SC_692_A2","El Viajano 34.5",0]
["SC_692_A2","La Union 34.5",0]
["SC_692_A2","Lorica 34.5",0]
["SC_692_A2","Mompox 34.5",0]
["SC_692_A2","Monteria 34.5",0]
["SC_692_A2","Planeta 34.5",0]
["SC_692_A2","Pueblo Nuevo 34.5",0]
["SC_692_A2","Rio sinu 34.5",0]
["SC_692_A2","San Antero 34.5",0]
["SC_692_A2","San Marcos 34.5",0]
["SC_692_A2","San Pelayo 34.5",0]
["SC_692_A2","Santa Ines 34.5",0]
["SC_692_A2","Santa Rosa 34.5",0]
["SC_692_A2","Boston 110",0]
["SC_692_A2","Cerete 110",0]
["SC_692_A2","Cerromatoso 110",0]
["SC_692_A2","Chinu 110",0]
["SC_692_A2","Chinu Planta 110",0]
["SC_692_A2","Coveñas 110",0]
["SC_692_A2","La Mojana 110",0]
["SC_692_A2","Magangue 110",0]
["SC_692_A2","Mompox 110",0]
["SC_692_A2","Monteria 110",0]
["SC_692_A2","Rio Sinu 110",0]
["SC_692_A2","San Marcos 110",0]
["SC_692_A2","Sierra Flor 110",0]
["SC_692_A2","Since 110",0]
["SC_692_A2","Tierralta 110",0]
["SC_692_A2","Toluviejo 110",0]
["SC_692_A2","Urra 110",0]
["SC_692_A2","Cerromatoso 220",0]
["SC_692_A2","Chinu 220",0]
["SC_692_A2","Monteria 220",0]
["SC_692_A2","Toluviejo 220",0]
["SC_692_A2","Uraba 220",0]
["SC_692_A2","Urra 220",0]
["SC_692_A2","Cerromatoso 500",0]
["SC_692_A2","Chinu 500",0]
["SC_692_A2","Sahagun 500 kV",0]
["SC_713_A1","Bolivar 500",0.01]
["SC_713_A1","Cerromatoso 500",0.19]
["SC_713_A1","Chinu 500",0.22]
["SC_713_A1","Sahagun 500 kV",0.52]
["SC_713_A1","Bolivar 220",0.02]
["SC_713_A1","Cerromatoso 220",0.01]
["SC_713_A1","Chinu 220",0.02]
["SC_713_A1","Monteria 220",0]
["SC_713_A1","Pasacaballos 220",0]
["SC_713_A1","Toluviejo 220",0]
["SC_713_A1","Uraba 220",0]
["SC_713_A1","Urra 220",0]
["SC_713_A1","Boston 110",0.01]
["SC_713_A1","Cerete 110",0]
["SC_713_A1","Chinu 110",0.03]
["SC_713_A1","Sierra Flor 110",0]
["SC_713_A1","Toluviejo 110",0]
["SC_713_A2","Bolivar 500",0.03]
["SC_713_A2","Cerromatoso 500",0.17]
["SC_713_A2","Chinu 500",0.52]
["SC_713_A2","Sahagun 500 kV",0.16]
["SC_713_A2","Bolivar 220",0.04]
["SC_713_A2","Cerromatoso 220",0.01]
["SC_713_A2","Chinu 220",0.04]
["SC_713_A2","Monteria 220",0.01]
["SC_713_A2","Pasacaballos 220",0.01]
["SC_713_A2","Toluviejo 220",0.01]
["SC_713_A2","Uraba 220",0]
["SC_713_A2","Urra 220",0]
["SC_713_A2","Boston 110",0.02]
["SC_713_A2","Cerete 110",0]
["SC_713_A2","Chinu 110",7.0000000000000007E-2]
["SC_713_A2","Sierra Flor 110",0.01]
["SC_713_A2","Toluviejo 110",0.01]
["SC_720_A1","Uraba 220",5.0000000000000001E-3]
["SC_720_A1","Urra 220",1.4999999999999999E-2]
["SC_720_A1","Chinu 220",4.0000000000000001E-3]
["SC_720_A1","Chinu 110",3.0000000000000001E-3]
["SC_720_A1","Chinu 500",4.0000000000000001E-3]
["SC_720_A1","Cerromatoso 500",0]
["SC_720_A1","Cerete 110",4.0000000000000001E-3]
["SC_720_A1","Cerromatoso 220",5.0000000000000001E-3]
["SC_720_A1","Monteria 110",0.01]
["SC_720_A1","Tierralta 110",5.7000000000000002E-2]
["SC_720_A1","Tierra Alta 13.8",6.3E-2]
["SC_720_A1","Tierra Alta 34.5",3.4000000000000002E-2]
["SC_720_A1","Urra 110",3.5999999999999997E-2]
["SC_720_A2","Uraba 220",5.0000000000000001E-3]
["SC_720_A2","Urra 220",1.4999999999999999E-2]
["SC_720_A2","Chinu 220",4.0000000000000001E-3]
["SC_720_A2","Chinu 110",3.0000000000000001E-3]
["SC_720_A2","Chinu 500",4.0000000000000001E-3]
["SC_720_A2","Cerromatoso 500",4.0000000000000001E-3]
["SC_720_A2","Cerete 110",4.0000000000000001E-3]
["SC_720_A2","Cerromatoso 220",6.8810000000000002]
["SC_720_A2","Monteria 110",1.4999999999999999E-2]
["SC_720_A2","Tierralta 110",5.5E-2]
["SC_720_A2","Tierra Alta 13.8",0.107]
["SC_720_A2","Tierra Alta 34.5",0.182]
["SC_720_A2","Urra 110",3.5000000000000003E-2]
["SC_1491_A1","Chinu 500",0.23]
["SC_1491_A1","Cerromatoso 500",0.05]
["SC_1491_A1","Sahagun 500 kV",0.04]
["SC_1491_A1","Uraba 220",0.01]
["SC_1491_A1","Urra 220",0]
["SC_1491_A1","Chinu 220",0.03]
["SC_1491_A1","Cerromatoso 220",0]
["SC_1491_A1","Monteria 220",0.01]
["SC_1491_A1","Toluviejo 220",0.01]
["SC_1491_A1","Boston 110",0.17]
["SC_1491_A1","Chinu 110",1.8]
["SC_1491_A1","Cerromatoso 110",0.01]
["SC_1491_A1","Caucasia 110",0]
["SC_1491_A1","Cerete 110",0.01]
["SC_1491_A1","Chinu Planta 110",1.1399999999999999]
["SC_1491_A1","Monteria 110",0.01]
["SC_1491_A1","Planeta 110",0]
["SC_1491_A1","San Marcos 110",0.01]
["SC_1491_A1","Since 110",0.01]
["SC_1491_A1","Tierralta 110",0]
["SC_1491_A1","Uraba 110",0]
["SC_1491_A2","Chinu 500",0.1]
["SC_1491_A2","Cerromatoso 500",0.05]
["SC_1491_A2","Sahagun 500 kV",0.04]
["SC_1491_A2","Uraba 220",0.01]
["SC_1491_A2","Urra 220",0.01]
["SC_1491_A2","Chinu 220",0.34]
["SC_1491_A2","Cerromatoso 220",0]
["SC_1491_A2","Monteria 220",0.04]
["SC_1491_A2","Toluviejo 220",0.04]
["SC_1491_A2","Boston 110",0.01]
["SC_1491_A2","Chinu 110",0.03]
["SC_1491_A2","Cerromatoso 110",0]
["SC_1491_A2","Caucasia 110",0]
["SC_1491_A2","Cerete 110",0]
["SC_1491_A2","Chinu Planta 110",0.03]
["SC_1491_A2","Monteria 110",0.02]
["SC_1491_A2","Planeta 110",0]
["SC_1491_A2","San Marcos 110",0]
["SC_1491_A2","Since 110",0]
["SC_1491_A2","Tierralta 110",0]
["SC_1491_A2","Uraba 110",0.01]
["SC_778_A1","Boston 110",0]
["SC_778_A1","Cerete 110",0.04]
["SC_778_A1","Cerete 13.8",0.08]
["SC_778_A1","Cerete 34.5",0.18]
["SC_778_A1","Chinu 110",0.01]
["SC_778_A1","Cienaga de Oro 34.5",0]
["SC_778_A1","Coveñas 110",0]
["SC_778_A1","Monteria 110",0.03]
["SC_778_A1","Monteria 34.5",0.04]
["SC_778_A1","Sierra Flor 110",0]
["SC_778_A1","Rio sinu 34.5",0.02]
["SC_778_A1","San Pelayo 34.5",0.02]
["SC_778_A1","Tierralta 110",0]
["SC_778_A1","Toluviejo 220",0]
["SC_778_A2","Boston 110",0]
["SC_778_A2","Cerete 110",0.04]
["SC_778_A2","Cerete 13.8",0.43]
["SC_778_A2","Cerete 34.5",0.17]
["SC_778_A2","Chinu 110",0.01]
["SC_778_A2","Cienaga de Oro 34.5",0]
["SC_778_A2","Coveñas 110",0]
["SC_778_A2","Monteria 110",0.03]
["SC_778_A2","Monteria 34.5",0.03]
["SC_778_A2","Sierra Flor 110",0]
["SC_778_A2","Rio sinu 34.5",0.02]
["SC_778_A2","San Pelayo 34.5",0.02]
["SC_778_A2","Tierralta 110",0]
["SC_778_A2","Toluviejo 220",0]
["SC_782_A1","Nva Toluviejo 110",0.44]
["SC_782_A1","Toluviejo 110",0.09]
["SC_782_A1","San Marcos 110",1.1599999999999999]
["SC_782_A1","Magangue 110",0]
["SC_782_A1","Sierra Flor 110",1.62]
["SC_782_A1","Coveñas 110",0.1]
["SC_782_A1","Chinu 220",0.06]
["SC_782_A1","Chinu Planta 110",0.54]
["SC_782_A1","La Mojana 110",0.15]
["SC_782_A1","Since 110",0.01]
["SC_782_A1","Boston 110",0.48]
["SC_782_A2","Nva Toluviejo 110",0.71]
["SC_782_A2","Toluviejo 110",0.13]
["SC_782_A2","San Marcos 110",1.1599999999999999]
["SC_782_A2","Magangue 110",0]
["SC_782_A2","Sierra Flor 110",0.42]
["SC_782_A2","Coveñas 110",0.13]
["SC_782_A2","Chinu 220",7.0000000000000007E-2]
["SC_782_A2","Chinu Planta 110",0.43]
["SC_782_A2","La Mojana 110",0.15]
["SC_782_A2","Since 110",0.01]
["SC_782_A2","Boston 110",0.23]
["SC_1715_A1","Chinu 500",2.5999999999999999E-2]
["SC_1715_A1","Chinu 110",8.5000000000000006E-2]
["SC_1715_A1","Chinu Planta 110",4.2000000000000003E-2]
["SC_1715_A1","Cerromatoso 220",1.9E-2]
["SC_1715_A1","Toluviejo 220",0.14899999999999999]
["SC_1715_A1","Nva Toluviejo 110",0.17899999999999999]
["SC_1715_A1","Sahagun 500 kV",1.7000000000000001E-2]
["SC_1715_A1","Boston 110",0.08]
["SC_1715_A1","Since 110",1.7000000000000001E-2]
["SC_1715_A1","La Mojana 110",1.4E-2]
["SC_1715_A1","Mompox 110",5.0000000000000001E-3]
["SC_1715_A1","Caucasia 110",2E-3]
["SC_1715_A1","Planeta 110",6.0000000000000001E-3]
["SC_1715_A1","Monteria 220",3.5999999999999997E-2]
["SC_1715_A1","Monteria 110",1.6E-2]
["SC_1715_A1","Uraba 110",0.02]
["SC_1715_A1","Tierralta 110",1.0999999999999999E-2]
["SC_1715_A1","San Marcos 110",2.9000000000000001E-2]
["SC_1715_A1","Magangue 110",8.0000000000000002E-3]
["SC_1715_A1","Urra 110",2.1000000000000001E-2]
["SC_1715_A1","Nva Colonia 110",7.0000000000000001E-3]
["SC_1715_A1","Apartado 110",7.0000000000000001E-3]
["SC_1715_A2","Chinu 500",2.3E-2]
["SC_1715_A2","Chinu 110",0.107]
["SC_1715_A2","Chinu Planta 110",5.5E-2]
["SC_1715_A2","Cerromatoso 220",1.4E-2]
["SC_1715_A2","Toluviejo 220",0.115]
["SC_1715_A2","Nva Toluviejo 110",9.9000000000000005E-2]
["SC_1715_A2","Sahagun 500 kV",1.4E-2]
["SC_1715_A2","Boston 110",0.13100000000000001]
["SC_1715_A2","Since 110",1.2999999999999999E-2]
["SC_1715_A2","La Mojana 110",2.8000000000000001E-2]
["SC_1715_A2","Mompox 110",1.7999999999999999E-2]
["SC_1715_A2","Caucasia 110",1E-3]
["SC_1715_A2","Planeta 110",4.0000000000000001E-3]
["SC_1715_A2","Monteria 220",2.4E-2]
["SC_1715_A2","Monteria 110",4.0000000000000001E-3]
["SC_1715_A2","Uraba 110",0]
["SC_1715_A2","Tierralta 110",0]
["SC_1715_A2","San Marcos 110",2.1999999999999999E-2]
["SC_1715_A2","Magangue 110",1.2999999999999999E-2]
["SC_1715_A2","Urra 110",0]
["SC_1715_A2","Nva Colonia 110",0]
["SC_1715_A2","Apartado 110",0]
["SC_1894_A1","Cerromatoso 500",0.01]
["SC_1894_A1","Chinu 500",0.03]
["SC_1894_A1","Chinu 110",0.11]
["SC_1894_A1","Chinu Planta 110",0.1]
["SC_1894_A1","Cerromatoso 220",0.01]
["SC_1894_A1","Toluviejo 220",0.04]
["SC_1894_A1","Nva Toluviejo 110",0.12]
["SC_1894_A1","Boston 110",0.12]
["SC_1894_A1","Since 110",0.02]
["SC_1894_A1","La Mojana 110",0.01]
["SC_1894_A1","Mompox 110",0.01]
["SC_1894_A1","Caucasia 110",0.01]
["SC_1894_A1","Monteria 220",0.02]
["SC_1894_A1","Monteria 110",0.02]
["SC_1894_A1","Uraba 110",0.01]
["SC_1894_A1","Tierralta 110",0.01]
["SC_1894_A1","San Marcos 110",0.01]
["SC_1894_A1","Magangue 110",0.01]
["SC_1894_A1","Urra 110",0.01]
["SC_1894_A1","Apartado 110",0.01]
["SC_1894_A2","Cerromatoso 500",0.01]
["SC_1894_A2","Chinu 500",0.03]
["SC_1894_A2","Chinu 110",0.13]
["SC_1894_A2","Chinu Planta 110",0.11]
["SC_1894_A2","Cerromatoso 220",0.01]
["SC_1894_A2","Toluviejo 220",0.03]
["SC_1894_A2","Nva Toluviejo 110",0.09]
["SC_1894_A2","Boston 110",0.7]
["SC_1894_A2","Since 110",0.02]
["SC_1894_A2","La Mojana 110",0.01]
["SC_1894_A2","Mompox 110",0.01]
["SC_1894_A2","Caucasia 110",0.01]
["SC_1894_A2","Monteria 220",0.02]
["SC_1894_A2","Monteria 110",0.02]
["SC_1894_A2","Uraba 110",0.01]
["SC_1894_A2","Tierralta 110",0.01]
["SC_1894_A2","San Marcos 110",0.01]
["SC_1894_A2","Magangue 110",0.01]
["SC_1894_A2","Urra 110",0.01]
["SC_1894_A2","Apartado 110",0.01]
["SC_836_A1","Cerromatoso 500",0.01]
["SC_836_A1","Chinu 500",0.01]
["SC_836_A1","Cerromatoso 220",0.01]
["SC_836_A1","Chinu 220",0.01]
["SC_836_A1","Monteria 220",0.01]
["SC_836_A1","Pasacaballos 220",0]
["SC_836_A1","Toluviejo 220",0]
["SC_836_A1","Uraba 220",0.01]
["SC_836_A1","Urra 220",0.03]
["SC_836_A1","Boston 110",0]
["SC_836_A1","Cerete 110",0.01]
["SC_836_A1","Chinu 110",0]
["SC_836_A1","Coveñas 110",0]
["SC_836_A1","Pasacaballos 110",0]
["SC_836_A1","Rio Sinu 110",0.03]
["SC_836_A1","Sierra Flor 110",0]
["SC_836_A1","Tierralta 110",0.14000000000000001]
["SC_836_A1","Toluviejo 110",0]
["SC_836_A1","Urra 110",0.08]
["SC_836_A1","Coveñas 34.5",0]
["SC_836_A1","Lorica 34.5",0]
["SC_836_A1","San Antero 34.5",0]
["SC_836_A1","Tierra Alta 13.8",0.44]
["SC_836_A1","Tierra Alta 34.5",0.49]
["SC_836_A2","Cerromatoso 500",0.01]
["SC_836_A2","Chinu 500",0.01]
["SC_836_A2","Cerromatoso 220",0.01]
["SC_836_A2","Chinu 220",0.01]
["SC_836_A2","Monteria 220",0.01]
["SC_836_A2","Pasacaballos 220",0]
["SC_836_A2","Toluviejo 220",0]
["SC_836_A2","Uraba 220",0.01]
["SC_836_A2","Urra 220",0.03]
["SC_836_A2","Boston 110",0]
["SC_836_A2","Cerete 110",0.01]
["SC_836_A2","Chinu 110",0]
["SC_836_A2","Coveñas 110",0]
["SC_836_A2","Pasacaballos 110",0]
["SC_836_A2","Rio Sinu 110",0.03]
["SC_836_A2","Sierra Flor 110",0]
["SC_836_A2","Tierralta 110",0.15]
["SC_836_A2","Toluviejo 110",0]
["SC_836_A2","Urra 110",0.08]
["SC_836_A2","Coveñas 34.5",0]
["SC_836_A2","Lorica 34.5",0]
["SC_836_A2","San Antero 34.5",0]
["SC_836_A2","Tierra Alta 13.8",0.03]
["SC_836_A2","Tierra Alta 34.5",0.03]
["SC_855_A1","Nva Toluviejo 110",2.9000000000000001E-2]
["SC_855_A1","Monteria 220",8.9999999999999993E-3]
["SC_855_A1","Rio Sinu 110",1.7999999999999999E-2]
["SC_855_A1","Cerromatoso 500",5.0000000000000001E-3]
["SC_855_A1","Uraba 220",2E-3]
["SC_855_A1","Urra 220",2E-3]
["SC_855_A1","Urra 110",2E-3]
["SC_855_A1","Tierralta 110",1E-3]
["SC_855_A1","Chinu 220",7.0000000000000001E-3]
["SC_855_A1","Chinu 500",7.0000000000000001E-3]
["SC_855_A1","Chinu 110",1.7000000000000001E-2]
["SC_855_A1","Cerete 110",3.4000000000000002E-2]
["SC_855_A1","Monteria 34.5",3.5000000000000003E-2]
["SC_855_A2","Nva Toluviejo 110",3.2000000000000001E-2]
["SC_855_A2","Monteria 220",8.9999999999999993E-3]
["SC_855_A2","Rio Sinu 110",1.7999999999999999E-2]
["SC_855_A2","Cerromatoso 500",5.0000000000000001E-3]
["SC_855_A2","Uraba 220",2E-3]
["SC_855_A2","Urra 220",2E-3]
["SC_855_A2","Urra 110",2E-3]
["SC_855_A2","Tierralta 110",1E-3]
["SC_855_A2","Chinu 220",7.0000000000000001E-3]
["SC_855_A2","Chinu 500",7.0000000000000001E-3]
["SC_855_A2","Chinu 110",1.7999999999999999E-2]
["SC_855_A2","Cerete 110",5.7000000000000002E-2]
["SC_855_A2","Monteria 34.5",1.7000000000000001E-2]
["SC_2166_A1","Uraba 220",0]
["SC_2166_A1","Cerete 110",0]
["SC_2166_A1","Urra 220",0]
["SC_2166_A1","Chinu 220",0]
["SC_2166_A1","Boston 110",0]
["SC_2166_A1","Chinu 110",0]
["SC_2166_A1","Chinu 500",0]
["SC_2166_A1","Cerromatoso 110",0]
["SC_2166_A1","Cerromatoso 500",0]
["SC_2166_A1","Cerromatoso 220",0]
["SC_2166_A1","Monteria 110",0]
["SC_2166_A1","Monteria 220",0]
["SC_2166_A1","Nva Colonia 110",0]
["SC_2166_A1","Rio Sinu 110",0]
["SC_2166_A1","Coveñas 110",0]
["SC_2166_A1","Sierra Flor 110",0]
["SC_2166_A1","Toluviejo 110",0]
["SC_2166_A1","Sahagun 500 kV",0]
["SC_2166_A1","Since 110",0]
["SC_2166_A1","Tierralta 110",0]
["SC_2166_A1","Tierra Alta 34.5",0]
["SC_2166_A1","Uraba 110",0]
["SC_2166_A1","Urra 110",0]
["SC_2166_A2","Uraba 220",0]
["SC_2166_A2","Cerete 110",0]
["SC_2166_A2","Urra 220",0]
["SC_2166_A2","Chinu 220",0]
["SC_2166_A2","Boston 110",0]
["SC_2166_A2","Chinu 110",0]
["SC_2166_A2","Chinu 500",0]
["SC_2166_A2","Cerromatoso 110",0]
["SC_2166_A2","Cerromatoso 500",0]
["SC_2166_A2","Cerromatoso 220",0]
["SC_2166_A2","Monteria 110",0]
["SC_2166_A2","Monteria 220",0]
["SC_2166_A2","Nva Colonia 110",0]
["SC_2166_A2","Rio Sinu 110",0]
["SC_2166_A2","Coveñas 110",0]
["SC_2166_A2","Sierra Flor 110",0]
["SC_2166_A2","Toluviejo 110",0]
["SC_2166_A2","Sahagun 500 kV",0]
["SC_2166_A2","Since 110",0]
["SC_2166_A2","Tierralta 110",0]
["SC_2166_A2","Tierra Alta 34.5",0]
["SC_2166_A2","Uraba 110",0]
["SC_2166_A2","Urra 110",0]
["SC_942_A1","Bolivar 220",0.01]
["SC_942_A1","Boston 110",0.06]
["SC_942_A1","Cerete 110",0]
["SC_942_A1","Chinu 110",0.04]
["SC_942_A1","Coveñas 110",0.02]
["SC_942_A1","Monteria 110",0]
["SC_942_A1","Pasacaballos 110",0.01]
["SC_942_A1","Pasacaballos 220",0.04]
["SC_942_A1","Sierra Flor 110",1.27]
["SC_942_A1","Tierralta 110",0]
["SC_942_A1","Toluviejo 220",0.05]
["SC_942_A2","Bolivar 220",0.01]
["SC_942_A2","Boston 110",0.14000000000000001]
["SC_942_A2","Cerete 110",0]
["SC_942_A2","Chinu 110",0.09]
["SC_942_A2","Coveñas 110",0.01]
["SC_942_A2","Monteria 110",0]
["SC_942_A2","Pasacaballos 110",0]
["SC_942_A2","Pasacaballos 220",0.03]
["SC_942_A2","Sierra Flor 110",5.4]
["SC_942_A2","Tierralta 110",0]
["SC_942_A2","Toluviejo 220",0.02]
["SC_2135_A1","Chinu 500",0.08]
["SC_2135_A1","Sahagun 500 kV",0.01]
["SC_2135_A1","Chinu 220",0.01]
["SC_2135_A1","Pasacaballos 220",0]
["SC_2135_A1","Toluviejo 220",0.04]
["SC_2135_A1","Boston 110",0.34]
["SC_2135_A1","Chinu 110",0.23]
["SC_2135_A1","Chinu Planta 110",0.16]
["SC_2135_A1","La Mojana 110",0]
["SC_2135_A1","Magangue 110",0]
["SC_2135_A1","Mompox 110",0]
["SC_2135_A1","Nva Toluviejo 110",0.32]
["SC_2135_A1","Coveñas 110",0]
["SC_2135_A1","Sierra Flor 110",0.67]
["SC_2135_A1","Pasacaballos 110",0]
["SC_2135_A1","San Marcos 110",0]
["SC_2135_A1","Since 110",0]
["SC_2135_A1","Mompox 34.5",0]
["SC_2135_A1","San Marcos 34.5",0]
["SC_2135_A1","Magangue 13.8",0]
["SC_2135_A2","Chinu 500",0.06]
["SC_2135_A2","Sahagun 500 kV",0.01]
["SC_2135_A2","Chinu 220",0.02]
["SC_2135_A2","Pasacaballos 220",0]
["SC_2135_A2","Toluviejo 220",0.08]
["SC_2135_A2","Boston 110",0.08]
["SC_2135_A2","Chinu 110",0.09]
["SC_2135_A2","Chinu Planta 110",0.05]
["SC_2135_A2","La Mojana 110",0]
["SC_2135_A2","Magangue 110",0]
["SC_2135_A2","Mompox 110",0]
["SC_2135_A2","Nva Toluviejo 110",0.66]
["SC_2135_A2","Coveñas 110",0.02]
["SC_2135_A2","Sierra Flor 110",0.16]
["SC_2135_A2","Pasacaballos 110",0]
["SC_2135_A2","San Marcos 110",0]
["SC_2135_A2","Since 110",0]
["SC_2135_A2","Mompox 34.5",0]
["SC_2135_A2","San Marcos 34.5",0]
["SC_2135_A2","Magangue 13.8",0]
["SC_1762_A1","Uraba 220",0]
["SC_1762_A1","Urra 220",0]
["SC_1762_A1","Chinu 220",0.01]
["SC_1762_A1","Chinu 110",0.02]
["SC_1762_A1","Chinu 500",0.01]
["SC_1762_A1","Cerromatoso 500",0]
["SC_1762_A1","Cerete 110",0.03]
["SC_1762_A1","Cerromatoso 220",0]
["SC_1762_A1","Chinu Planta 34.5",0.01]
["SC_1762_A1","Cienaga de Oro 34.5",0]
["SC_1762_A1","Monteria 34.5",0.03]
["SC_1762_A1","Monteria 220",0.01]
["SC_1762_A1","Planeta 110",0]
["SC_1762_A1","Planeta 34.5",0]
["SC_1762_A1","Tierralta 110",0]
["SC_1762_A1","Urra 110",0]
["SC_1762_A2","Uraba 220",0]
["SC_1762_A2","Urra 220",0]
["SC_1762_A2","Chinu 220",0.01]
["SC_1762_A2","Chinu 110",0.02]
["SC_1762_A2","Chinu 500",0.01]
["SC_1762_A2","Cerromatoso 500",0]
["SC_1762_A2","Cerete 110",0.06]
["SC_1762_A2","Cerromatoso 220",0]
["SC_1762_A2","Chinu Planta 34.5",0.01]
["SC_1762_A2","Cienaga de Oro 34.5",0]
["SC_1762_A2","Monteria 34.5",0.02]
["SC_1762_A2","Monteria 220",0.01]
["SC_1762_A2","Planeta 110",0]
["SC_1762_A2","Planeta 34.5",0]
["SC_1762_A2","Tierralta 110",0]
["SC_1762_A2","Urra 110",0]
["SC_1809_A1","Nva Monetria 13.8",0]
["SC_1809_A1","Nva Monteria 34.5",0]
["SC_1809_A1","Boston 110",0]
["SC_1809_A1","Cerete 110",0]
["SC_1809_A1","Cerromatoso 220",0]
["SC_1809_A1","Cerromatoso 500",0]
["SC_1809_A1","Cerromatoso 110",0]
["SC_1809_A1","Chinu 220",0.01]
["SC_1809_A1","Chinu 500",0]
["SC_1809_A1","Chinu 110",0.02]
["SC_1809_A1","Chinu Planta 110",0.02]
["SC_1809_A1","La Mojana 110",0]
["SC_1809_A1","Magangue 110",0]
["SC_1809_A1","Mompox 110",0]
["SC_1809_A1","Monteria 110",0]
["SC_1809_A1","Nva Monteria 110",0]
["SC_1809_A1","Planeta 110",0]
["SC_1809_A1","Rio Sinu 110",0]
["SC_1809_A1","Sahagun 500 kV",0]
["SC_1809_A1","San Marcos 110",0]
["SC_1809_A1","Sierra Flor 110",0.01]
["SC_1809_A1","Since 110",0]
["SC_1809_A1","Tierralta 110",0]
["SC_1809_A1","Toluviejo 220",0]
["SC_1809_A1","Uraba 220",0]
["SC_1809_A1","Urra 220",0]
["SC_1809_A1","Urra 110",0]
["SC_1809_A2","Nva Monetria 13.8",0]
["SC_1809_A2","Nva Monteria 34.5",0]
["SC_1809_A2","Boston 110",0]
["SC_1809_A2","Cerete 110",0]
["SC_1809_A2","Cerromatoso 220",0]
["SC_1809_A2","Cerromatoso 500",0]
["SC_1809_A2","Cerromatoso 110",0]
["SC_1809_A2","Chinu 220",0.01]
["SC_1809_A2","Chinu 500",0]
["SC_1809_A2","Chinu 110",0.02]
["SC_1809_A2","Chinu Planta 110",0.02]
["SC_1809_A2","La Mojana 110",0]
["SC_1809_A2","Magangue 110",0]
["SC_1809_A2","Mompox 110",0]
["SC_1809_A2","Monteria 110",0]
["SC_1809_A2","Nva Monteria 110",0]
["SC_1809_A2","Planeta 110",0]
["SC_1809_A2","Rio Sinu 110",0]
["SC_1809_A2","Sahagun 500 kV",0]
["SC_1809_A2","San Marcos 110",0]
["SC_1809_A2","Sierra Flor 110",0.01]
["SC_1809_A2","Since 110",0]
["SC_1809_A2","Tierralta 110",0]
["SC_1809_A2","Toluviejo 220",0]
["SC_1809_A2","Uraba 220",0]
["SC_1809_A2","Urra 220",0]
["SC_1809_A2","Urra 110",0]
["SC_978_A1","Boston 110",0.61]
["SC_978_A1","San Marcos 110",0]
["SC_978_A1","La Mojana 110",0.01]
["SC_978_A1","Monteria 110",0.01]
["SC_978_A1","Cerete 110",0]
["SC_978_A1","Cerromatoso 220",0.01]
["SC_978_A1","Since 110",0.01]
["SC_978_A1","Magangue 110",0]
["SC_978_A1","Mompox 110",0]
["SC_978_A1","Pasacaballos 220",0.01]
["SC_978_A1","Sierra Flor 110",0.02]
["SC_978_A1","Chinu 110",0.03]
["SC_978_A1","Chinu 500",0.09]
["SC_978_A1","Monteria 220",0]
["SC_978_A1","Rio Sinu 110",0.01]
["SC_978_A1","Cerromatoso 500",0.03]
["SC_978_A1","Toluviejo 110",0.13]
["SC_978_A1","Urra 220",0.03]
["SC_978_A2","Boston 110",0.14000000000000001]
["SC_978_A2","San Marcos 110",0]
["SC_978_A2","La Mojana 110",0.01]
["SC_978_A2","Monteria 110",0.01]
["SC_978_A2","Cerete 110",0.01]
["SC_978_A2","Cerromatoso 220",0.01]
["SC_978_A2","Since 110",0.01]
["SC_978_A2","Magangue 110",0]
["SC_978_A2","Mompox 110",0]
["SC_978_A2","Pasacaballos 220",0.01]
["SC_978_A2","Sierra Flor 110",0.02]
["SC_978_A2","Chinu 110",0.03]
["SC_978_A2","Chinu 500",0.1]
["SC_978_A2","Monteria 220",0]
["SC_978_A2","Rio Sinu 110",0.01]
["SC_978_A2","Cerromatoso 500",0.04]
["SC_978_A2","Toluviejo 110",0.05]
["SC_978_A2","Urra 220",0.03]
["SC_1873_A1","Apartado 110",0.05]
["SC_1873_A1","Boston 110",0.11]
["SC_1873_A1","Cerete 110",0.08]
["SC_1873_A1","Cerromatoso 110",0.1]
["SC_1873_A1","Cerromatoso 220",0.06]
["SC_1873_A1","Cerromatoso 500",0.1]
["SC_1873_A1","Chinu 110",0.22]
["SC_1873_A1","Chinu 220",0.33]
["SC_1873_A1","Chinu 500",0.14000000000000001]
["SC_1873_A1","Chinu Planta 110",0.18]
["SC_1873_A1","Coveñas 110",0.08]
["SC_1873_A1","La Mojana 110",0.01]
["SC_1873_A1","Magangue 110",0.01]
["SC_1873_A1","Mompox 110",0.01]
["SC_1873_A1","Mompox 34.5",0.02]
["SC_1873_A1","Monteria 110",0.14000000000000001]
["SC_1873_A1","Monteria 220",0.12]
["SC_1873_A1","Nva Colonia 110",0.05]
["SC_1873_A1","Planeta 110",0.01]
["SC_1873_A1","Rio Sinu 110",0.1]
["SC_1873_A1","San Marcos 110",0.02]
["SC_1873_A1","Sierra Flor 110",0.12]
["SC_1873_A1","Since 110",0.03]
["SC_1873_A1","Tierralta 110",0.04]
["SC_1873_A1","Toluviejo 110",0.15]
["SC_1873_A1","Toluviejo 220",0.16]
["SC_1873_A1","Uraba 110",0.1]
["SC_1873_A1","Uraba 220",7.0000000000000007E-2]
["SC_1873_A1","Urra 110",0.04]
["SC_1873_A1","Urra 220",7.0000000000000007E-2]
["SC_1873_A2","Apartado 110",0.03]
["SC_1873_A2","Boston 110",0.19]
["SC_1873_A2","Cerete 110",6.3E-2]
["SC_1873_A2","Cerromatoso 110",8.5000000000000006E-2]
["SC_1873_A2","Cerromatoso 220",4.2000000000000003E-2]
["SC_1873_A2","Cerromatoso 500",0.08]
["SC_1873_A2","Chinu 110",0.28000000000000003]
["SC_1873_A2","Chinu 220",0.20699999999999999]
["SC_1873_A2","Chinu 500",0.11799999999999999]
["SC_1873_A2","Chinu Planta 110",0.23]
["SC_1873_A2","Coveñas 110",0.158]
["SC_1873_A2","La Mojana 110",1.7000000000000001E-2]
["SC_1873_A2","Magangue 110",1.7999999999999999E-2]
["SC_1873_A2","Mompox 110",1.2E-2]
["SC_1873_A2","Mompox 34.5",2.8000000000000001E-2]
["SC_1873_A2","Monteria 110",9.9000000000000005E-2]
["SC_1873_A2","Monteria 220",7.5999999999999998E-2]
["SC_1873_A2","Nva Colonia 110",3.2000000000000001E-2]
["SC_1873_A2","Planeta 110",7.0000000000000001E-3]
["SC_1873_A2","Rio Sinu 110",7.0000000000000007E-2]
["SC_1873_A2","San Marcos 110",2.1000000000000001E-2]
["SC_1873_A2","Sierra Flor 110",0.223]
["SC_1873_A2","Since 110",3.5000000000000003E-2]
["SC_1873_A2","Tierralta 110",2.9000000000000001E-2]
["SC_1873_A2","Toluviejo 110",0.33500000000000002]
["SC_1873_A2","Toluviejo 220",0.40400000000000003]
["SC_1873_A2","Uraba 110",6.6000000000000003E-2]
["SC_1873_A2","Uraba 220",4.5999999999999999E-2]
["SC_1873_A2","Urra 110",3.2000000000000001E-2]
["SC_1873_A2","Urra 220",4.4999999999999998E-2]
["SC_981_A1","Nva Toluviejo 110",0.04]
["SC_981_A1","Toluviejo 110",0.01]
["SC_981_A1","San Marcos 110",1.1599999999999999]
["SC_981_A1","Magangue 110",0]
["SC_981_A1","Sierra Flor 110",0.06]
["SC_981_A1","Coveñas 110",0.02]
["SC_981_A1","Chinu 110",0.02]
["SC_981_A1","Chinu Planta 110",0.28000000000000003]
["SC_981_A1","La Mojana 110",0.15]
["SC_981_A1","Since 110",0.01]
["SC_981_A1","Boston 110",0.06]
["SC_981_A2","Nva Toluviejo 110",0.45]
["SC_981_A2","Toluviejo 110",0.08]
["SC_981_A2","San Marcos 110",0]
["SC_981_A2","Magangue 110",0]
["SC_981_A2","Sierra Flor 110",0.24920639999999999]
["SC_981_A2","Coveñas 110",7.6630439999999994E-2]
["SC_981_A2","Chinu 110",3.9519699999999998E-2]
["SC_981_A2","Chinu Planta 110",9.9463300000000004E-2]
["SC_981_A2","La Mojana 110",3.3162000000000003E-4]
["SC_981_A2","Since 110",2.6308299999999998E-3]
["SC_981_A2","Boston 110",0.11477370000000001]
["SC_2031_A1","Pasacaballos 220",0.01]
["SC_2031_A1","Toluviejo 220",0.04]
["SC_2031_A1","Pasacaballos 110",0.01]
["SC_2031_A1","Mompox 110",0]
["SC_2031_A1","La Mojana 110",0]
["SC_2031_A1","Monteria 110",0]
["SC_2031_A1","Nva Toluviejo 110",0.26]
["SC_2031_A1","San Marcos 110",0]
["SC_2031_A1","Chinu Planta 110",0.14000000000000001]
["SC_2031_A1","Boston 110",0.08]
["SC_2031_A1","Urra 220",0]
["SC_2031_A1","Chinu 220",0.03]
["SC_2031_A1","Cerromatoso 500",0.03]
["SC_2031_A1","Chinu 500",0.05]
["SC_2031_A1","Toluviejo 110",0.19]
["SC_2031_A1","Sierra Flor 110",0.11]
["SC_2031_A1","Rio Sinu 110",0]
["SC_2031_A1","Coveñas 110",0.45]
["SC_2031_A1","Nva Monteria 110",0]
["SC_2031_A1","Cerete 110",0]
["SC_2031_A1","Chinu 110",0.18]

{"sheet":"zonas","index":6,"n_rows":210,"n_cols":4,"rows_kept":210,"cut":false,"hidden":false,"merged":[]}
["nombre","periodo","capacidad","factor"]
["Zona6",2023,33.971514607539319,1]
["Zona6",2024,34.819126129150391,1]
["Zona6",2025,37.877764607539319,1]
["Zona6",2026,37.944126129150391,1]
["Zona6",2027,38.659014607539319,1]
["Zona6",2028,39.506626129150391,1]
["Zona6",2029,39.72930908203125,1]
["Zona6",2030,40.51055908203125,1]
["Zona6",2031,41.29180908203125,1]
["Zona6",2032,42.07305908203125,1]
["Zona6",2033,42.85430908203125,1]
["Zona12",2023,7.4360679445958979,1]
["Zona12",2024,7.7081412076950073,1]
["Zona12",2025,7.2642824480586548,1]
["Zona12",2026,8.0206412076950073,1]
["Zona12",2027,7.8892824480586548,1]
["Zona12",2028,8.0206412076950073,1]
["Zona12",2029,8.41796875,1]
["Zona12",2030,8.1549072265625,1]
["Zona12",2031,8.4674072265625,1]
["Zona12",2032,8.7799072265625,1]
["Zona12",2033,8.5055351257324219,1]
["Zona14",2023,999.60861392246318,1]
["Zona14",2024,999.60861392246318,1]
["Zona14",2025,999.60861392246318,1]
["Zona14",2026,999.60861392246318,1]
["Zona14",2027,999.60861392246318,1]
["Zona14",2028,999.60861392246318,1]
["Zona14",2029,999.60861392246318,1]
["Zona14",2030,999.60861392246318,1]
["Zona14",2031,999.60861392246318,1]
["Zona14",2032,999.60861392246318,1]
["Zona14",2033,999.60861392246318,1]
["Zona15",2023,289.38296071006062,1]
["Zona15",2024,184.27925109863281,1]
["Zona15",2025,175.38323096838781,1]
["Zona15",2026,187.5,1]
["Zona15",2027,197.25823096838781,1]
["Zona15",2028,181.640625,1]
["Zona15",2029,181.55310750007629,1]
["Zona15",2030,181.55310750007629,1]
["Zona15",2031,184.27925109863281,1]
["Zona15",2032,184.67810750007629,1]
["Zona15",2033,184.67810750007629,1]
["Zona2",2023,119.0738002503828,1]
["Zona2",2024,18.75,1]
["Zona2",2025,35.517195653483213,1]
["Zona2",2026,35.517195653483213,1]
["Zona2",2027,41.767195653483213,1]
["Zona2",2028,44.892195653483213,1]
["Zona2",2029,44.892195653483213,1]
["Zona2",2030,47.325897216796882,1]
["Zona2",2031,45.509817255884847,1]
["Zona2",2032,45.509817255884847,1]
["Zona2",2033,45.509817255884847,1]
["Zona16",2023,45.629146243618393,1]
["Zona16",2024,8.5554649206784497,1]
["Zona16",2025,8.5554649206784497,1]
["Zona16",2026,8.5554649206784497,1]
["Zona16",2027,8.5554649206784497,1]
["Zona16",2028,8.5554649206784497,1]
["Zona16",2029,8.5554649206784497,1]
["Zona16",2030,21.99249267578125,1]
["Zona16",2031,16.201366230169619,1]
["Zona16",2032,10.99624633789062,1]
["Zona16",2033,12.15102467262721,1]
["Zona9",2023,63.151757197421936,1]
["Zona9",2024,13.57003496959805,1]
["Zona9",2025,13.81444688693605,1]
["Zona9",2026,13.57003496959806,1]
["Zona9",2027,13.81444688693605,1]
["Zona9",2028,13.57003496959806,1]
["Zona9",2029,13.424111902713779,1]
["Zona9",2030,13.424111902713779,1]
["Zona9",2031,13.424111902713779,1]
["Zona9",2032,8.9769287109375,1]
["Zona9",2033,37.362039089202881,1]
["Zona18",2023,31.2273884890601,1]
["Zona18",2024,30.920541366795081,1]
["Zona18",2025,32.631769692839043,1]
["Zona18",2026,32.7734375,1]
["Zona18",2027,32.944269692839043,1]
["Zona18",2028,33.0859375,1]
["Zona18",2029,33.4375,1]
["Zona18",2030,33.75,1]
["Zona18",2031,33.75,1]
["Zona18",2032,34.0625,1]
["Zona18",2033,34.375,1]
["Zona5",2023,77.706627776301332,1]
["Zona5",2024,68.024759739637375,1]
["Zona5",2025,79.718631580950841,1]
["Zona5",2026,86.774759739637375,1]
["Zona5",2027,88.198012292493019,1]
["Zona5",2028,88.337259739637375,1]
["Zona5",2029,90.743064880371094,1]
["Zona5",2030,92.305564880371094,1]
["Zona5",2031,93.086814880371094,1]
["Zona5",2032,94.649314880371094,1]
["Zona5",2033,96.211814880371094,1]
["Zona10",2023,139.03737569653529,1]
["Zona10",2024,140.19672870635989,1]
["Zona10",2025,83.565026734181032,1]
["Zona10",2026,84.774837493896484,1]
["Zona10",2027,86.606176194817806,1]
["Zona10",2028,87.462094612419605,1]
["Zona10",2029,89.415478706359863,1]
["Zona10",2030,90.977978706359863,1]
["Zona10",2031,92.540478706359863,1]
["Zona10",2032,94.23583984375,1]
["Zona10",2033,96.446728706359863,1]
["Zona7",2023,224.41172424891781,1]
["Zona7",2024,276.3000991940678,1]
["Zona7",2025,320.82779081224982,1]
["Zona7",2026,302.6214599609375,1]
["Zona7",2027,345.69844849783573,1]
["Zona7",2028,346.3714599609375,1]
["Zona7",2029,355.2734375,1]
["Zona7",2030,367.7734375,1]
["Zona7",2031,377.1484375,1]
["Zona7",2032,389.6484375,1]
["Zona7",2033,399.0234375,1]
["Zona4",2023,160.94403596789249,1]
["Zona4",2024,156.54296875,1]
["Zona4",2025,211.31323018072089,1]
["Zona4",2026,220.6408500671387,1]
["Zona4",2027,220.68823018072089,1]
["Zona4",2028,215.480637550354,1]
["Zona4",2029,217.84420013427729,1]
["Zona4",2030,220.96920013427729,1]
["Zona4",2031,224.09420013427729,1]
["Zona4",2032,225.65670013427729,1]
["Zona4",2033,222.69419948461621,1]
["Zona3",2023,218.8368451364056,1]
["Zona3",2024,229.296875,1]
["Zona3",2025,228.2118451364056,1]
["Zona3",2026,229.296875,1]
["Zona3",2027,234.4618451364056,1]
["Zona3",2028,235.546875,1]
["Zona3",2029,237.5,1]
["Zona3",2030,240.625,1]
["Zona3",2031,240.625,1]
["Zona3",2032,243.75,1]
["Zona3",2033,246.875,1]
["Zona17",2023,268.30645774339251,1]
["Zona17",2024,31.7657470703125,1]
["Zona17",2025,96.038307217924057,1]
["Zona17",2026,100.5157470703125,1]
["Zona17",2027,114.7883072179241,1]
["Zona17",2028,106.7657470703125,1]
["Zona17",2029,117.08984375,1]
["Zona17",2030,123.33984375,1]
["Zona17",2031,129.58984375,1]
["Zona17",2032,136.05407775160819,1]
["Zona17",2033,136.05407775160819,1]
["Zona19",2023,33.5707430339653,1]
["Zona19",2024,59.21875,1]
["Zona19",2025,61.3832430339653,1]
["Zona19",2026,61.71875,1]
["Zona19",2027,62.6332430339653,1]
["Zona19",2028,63.28125,1]
["Zona19",2029,63.75,1]
["Zona19",2030,64.0625,1]
["Zona19",2031,64.6875,1]
["Zona19",2032,64.6875,1]
["Zona19",2033,65.3125,1]
["Zona8",2023,111.16839921302881,1]
["Zona8",2024,36.328125,1]
["Zona8",2025,21.50528512403838,1]
["Zona8",2026,22.705078125,1]
["Zona8",2027,21.50528512403838,1]
["Zona8",2028,22.705078125,1]
["Zona8",2029,23.149490356445309,1]
["Zona8",2030,23.149490356445309,1]
["Zona8",2031,28.125,1]
["Zona8",2032,19.51904296875,1]
["Zona8",2033,23.828125,1]
["Zona11",2023,999.60842177962377,1]
["Zona11",2024,999.60842177962377,1]
["Zona11",2025,999.60842177962377,1]
["Zona11",2026,999.609375,1]
["Zona11",2027,999.60842177962377,1]
["Zona11",2028,999.60842177962377,1]
["Zona11",2029,999.60861056679437,1]
["Zona11",2030,999.60868060588837,1]
["Zona11",2031,999.60868060588837,1]
["Zona11",2032,999.60868060588837,1]
["Zona11",2033,999.64447021484375,1]
["Zona13",2023,61.20657037055625,1]
["Zona13",2024,40.375508941928153,1]
["Zona13",2025,25.23469308870509,1]
["Zona13",2026,50.234693088705093,1]
["Zona13",2027,28.257014862396609,1]
["Zona13",2028,31.10147875320617,1]
["Zona13",2029,46.192105040714402,1]
["Zona13",2030,57.5,1]
["Zona13",2031,48.120498657226563,1]
["Zona13",2032,51.245498657226563,1]
["Zona13",2033,54.370498657226563,1]
["Zona1",2023,44.584880493061931,1]
["Zona1",2024,45.059573949401972,1]
["Zona1",2025,51.711466762839109,1]
["Zona1",2026,57.559573949401972,1]
["Zona1",2027,59.430963114643497,1]
["Zona1",2028,53.952805139124393,1]
["Zona1",2029,54.645943641662598,1]
["Zona1",2030,55.427193641662598,1]
["Zona1",2031,56.208443641662598,1]
["Zona1",2032,56.599068641662598,1]
["Zona1",2033,56.989693641662598,1]

{"sheet":"zonaBarra","index":7,"n_rows":66,"n_cols":2,"rows_kept":66,"cut":false,"hidden":false,"merged":[]}
["nombre","barra"]
["Zona1","San Marcos 110"]
["Zona1","La Mojana 110"]
["Zona1","San Marcos 34.5"]
["Zona2","Rio Sinu 110"]
["Zona2","Nva Monteria 110"]
["Zona2","Monteria 220"]
["Zona2","Monteria 110"]
["Zona2","Nva Monetria 13.8"]
["Zona2","Nva Monteria 34.5"]
["Zona2","Rio sinu 34.5"]
["Zona2","Rio Sinu 13.8"]
["Zona3","Cerromatoso 110"]
["Zona3","Ure 34.5"]
["Zona3","Caucasia 110"]
["Zona4","Sierra Flor 110"]
["Zona4","Boston 110"]
["Zona4","Boston 13.8"]
["Zona4","Sierra Flor 13.8"]
["Zona5","Magangue 110"]
["Zona5","Since 110"]
["Zona5","Mompox 110"]
["Zona5","Mompox 34.5"]
["Zona5","Magangue 34.5"]
["Zona5","Since 13.8"]
["Zona5","Magangue 13.8"]
["Zona6","Planeta 110"]
["Zona6","El Viajano 34.5"]
["Zona6","Planeta 34.5"]
["Zona6","Centro Alegre 34.5"]
["Zona7","Chinu 110"]
["Zona7","Chinu Planta 34.5"]
["Zona7","Sahagun 34.5"]
["Zona7","Chinu Planta 110"]
["Zona8","Urra 220"]
["Zona8","Apartado 110"]
["Zona8","Uraba 220"]
["Zona8","Uraba 110"]
["Zona8","Nva Colonia 110"]
["Zona9","Tierralta 110"]
["Zona9","Urra 110"]
["Zona9","Valencia 34.5"]
["Zona9","Tierra Alta 34.5"]
["Zona10","Coveñas 110"]
["Zona10","Coveñas 34.5"]
["Zona10","San Bernardo 34.5"]
["Zona10","Lorica 34.5"]
["Zona11","Chinu 500"]
["Zona11","Sahagun 500 kV"]
["Zona12","Ayapel 34.5"]
["Zona12","Ayapel 13.8"]
["Zona13","Cerete 110"]
["Zona13","Cerete 34.5"]
["Zona13","Cerete 13.8"]
["Zona13","Cienaga de Oro 34.5"]
["Zona14","Cerromatoso 500"]
["Zona15","Toluviejo 110"]
["Zona15","Nva Toluviejo 110"]
["Zona15","Toluviejo 220"]
["Zona16","Cerromatoso 220"]
["Zona17","Chinu 220"]
["Zona18","Tolu 13.8"]
["Zona18","Tolu 34.5"]
["Zona19","Boston 34.5"]
["Zona19","Corozal 13.8"]
["Zona19","Sierra Flor 34.5"]

{"sheet":"calificacionProyectos","index":8,"n_rows":171,"n_cols":8,"rows_kept":171,"cut":false,"hidden":false,"merged":[]}
["nombre","BT_Confi","BT_Flex","EC_RE","EC_RP","EC_Per","EC_Mar","B_Ambiental"]
["SC_44_A1",5115094.8396670651,4655621.6826182501,5323597.1433334574,6177009.9841485955,4430984.0018406948,6177009.9841485955,4655621.6826182501]
["SC_47_A1",5115094.8396670651,4655621.6826182501,5323597.1433334574,6177009.9841485955,4430984.0018406948,6177009.9841485955,4655621.6826182501]
["SC_408_A1",5115094.8396670651,4655621.6826182501,5323597.1433334574,6177009.9841485955,3946289.571447704,6177009.9841485955,4655621.6826182501]
["SC_454_A1",5066599.4617316797,4655621.6826182501,5253095.2610755013,6016434.1169029959,4598522.8913912941,6016434.1169029959,4655621.6826182501]
["SC_454_A2",5066599.4617316797,4655621.6826182501,5253095.2610755013,6016434.1169029959,4600424.3509184541,6016434.1169029959,4655621.6826182501]
["SC_483_A1",5115094.8396670651,4655621.6826182501,5323597.1433334565,6177009.9841485955,4327226.843381661,6177009.9841485955,4655621.6826182501]
["SC_586_A1",5023222.5583905485,4655621.6826182501,5190034.5434923563,5872806.328669006,4540461.748927366,5872806.328669006,4655621.6826182501]
["SC_586_A2",5023222.5583905485,4655621.6826182501,5190034.5434923563,5872806.328669006,4539534.8367078416,5872806.328669006,4655621.6826182501]
["SC_681_A1",5115094.8396670651,4655621.6826182501,5323597.1433334565,6177009.9841485946,4509240.0573952841,6177009.9841485946,4655621.6826182501]
["SC_681_A2",5115094.8396670651,4655621.6826182501,5323597.1433334565,6177009.9841485946,4505035.1992201181,6177009.9841485946,4655621.6826182501]
["SC_720_A1",5115094.8396670651,4655621.6826182501,5323597.1433334574,6177009.9841485955,4520652.4703639811,6177009.9841485955,4655621.6826182501]
["SC_720_A2",5115094.8396670651,4655621.6826182501,5323597.1433334574,6177009.9841485955,4521048.8548430251,6177009.9841485955,4655621.6826182501]
["SC_713_A1",5023222.5583905485,4655621.6826182501,5190034.5434923563,5872806.328669006,4536785.1653278079,5872806.328669006,4655621.6826182501]
["SC_836_A1",5115094.8396670651,4655621.6826182501,5323597.1433334574,6177009.9841485955,4359670.4523875033,6177009.9841485955,4655621.6826182501]
["SC_836_A2",5115094.8396670651,4655621.6826182501,5323597.1433334574,6177009.9841485955,4349567.6995483004,6177009.9841485955,4655621.6826182501]
["SC_778_A1",5115094.8396670651,4655621.6826182501,5323597.1433334574,6177009.9841485955,4568988.1999037759,6177009.9841485955,4655621.6826182501]
["SC_778_A2",5115094.8396670651,4655621.6826182501,5323597.1433334574,6177009.9841485955,4572514.0606446574,6177009.9841485955,4655621.6826182501]
["SC_942_A1",5066599.4617316797,4655621.6826182501,5253095.2610755013,6016434.1169029949,4602106.3529549865,6016434.1169029949,4655621.6826182501]
["SC_942_A2",5066599.4617316797,4655621.6826182501,5253095.2610755013,6016434.1169029949,4607955.4380823402,6016434.1169029949,4655621.6826182501]
["SC_1763_A1",5115094.8396670651,4655621.6826182501,5323597.1433334565,6177009.9841485955,4587683.1745258979,6177009.9841485955,4655621.6826182501]
["SC_1763_A2",5115094.8396670651,4655621.6826182501,5323597.1433334565,6177009.9841485955,4616830.2891305285,6177009.9841485955,4655621.6826182501]
["SC_828_A1",5066599.4617316797,4655621.6826182501,5253095.2610755013,6016434.1169029949,4655607.9312652061,6016434.1169029949,4655621.6826182501]
["SC_828_A2",5066599.4617316797,4655621.6826182501,5253095.2610755013,6016434.1169029949,4655607.9312652061,6016434.1169029949,4655621.6826182501]
["SC_1179_A1",5066599.4617316797,4655621.6826182501,5253095.2610755013,6016434.1169029949,4557129.0856037959,6016434.1169029949,4655621.6826182501]
["SC_1179_A2",5066599.4617316797,4655621.6826182501,5253095.2610755013,6016434.1169029949,4563358.3309996985,6016434.1169029949,4655621.6826182501]
["SC_1206_A1",4984423.8970836336,4655621.6826182501,5133629.6082659308,5744337.8239874411,4582869.0756701697,5744337.8239874411,4655621.6826182501]
["SC_1206_A2",4984423.8970836336,4655621.6826182501,5133629.6082659308,5744337.8239874411,4543573.076647806,5744337.8239874411,4655621.6826182501]
["SC_1372_A1",5115094.8396670651,4655621.6826182501,5323597.1433334565,6177009.9841485955,4540582.9746680129,6177009.9841485955,4655621.6826182501]
["SC_1372_A2",5115094.8396670651,4655621.6826182501,5323597.1433334565,6177009.9841485955,4542521.7487641191,6177009.9841485955,4655621.6826182501]
["SC_692_A1",13948159.968492489,5520031.8300648872,0,806226.56438309699,3808108.5162742101,806226.56438309699,4655621.6826182501]
["SC_1057_A1",5115094.8396670651,4655621.6826182501,5323597.1433334565,6177009.9841485955,4579169.7157970499,6177009.9841485955,4655621.6826182501]
["SC_1057_A2",5115094.8396670651,4655621.6826182501,5323597.1433334565,6177009.9841485955,4573196.9058891442,6177009.9841485955,4655621.6826182501]
["SC_1058_A1",5115094.8396670651,4655621.6826182501,5323597.1433334565,6177009.9841485955,4579169.7157970499,6177009.9841485955,4655621.6826182501]
["SC_1058_A2",5115094.8396670651,4655621.6826182501,5323597.1433334565,6177009.9841485955,4573196.9058891442,6177009.9841485955,4655621.6826182501]
["SC_855_A1",5115094.8396670651,4655621.6826182501,5323597.1433334574,6177009.9841485955,4606484.2699266858,6177009.9841485955,4655621.6826182501]
["SC_855_A2",5115094.8396670651,4655621.6826182501,5323597.1433334574,6177009.9841485955,4605802.6312498292,6177009.9841485955,4655621.6826182501]
["SC_630_A1",5066599.4617316797,4655621.6826182501,5253095.2610755013,6016434.1169029949,3827385.111366387,6016434.1169029949,4655621.6826182501]
["SC_1269_A1",5229928.2089693323,4655621.6826182501,5490540.2423772439,6557241.434020265,3239524.6933362093,6557241.434020265,4655621.6826182501]
["SC_1268_A1",5169312.6721988246,4655621.6826182501,5402418.2476978507,6356533.8037291756,3364621.9102009032,6356533.8037291756,4655621.6826182501]
["SC_1268_A2",5169312.6721988246,4655621.6826182501,5402418.2476978507,6356533.8037291756,3364999.6716558896,6356533.8037291756,4655621.6826182501]
["SC_1118_A1",5115094.8396670651,4655621.6826182501,5323597.1433334565,6177009.9841485955,4643686.8138602721,6177009.9841485955,4655621.6826182501]
["SC_1118_A2",5115094.8396670651,4655621.6826182501,5323597.1433334565,6177009.9841485955,4643314.1105220187,6177009.9841485955,4655621.6826182501]
["SC_632_A1",5066599.4617316797,4655621.6826182501,5253095.2610755013,6016434.1169029949,4406278.7438150095,6016434.1169029949,4655621.6826182501]
["SC_632_A2",5066599.4617316797,4655621.6826182501,5253095.2610755013,6016434.1169029949,4428447.2713528713,6016434.1169029949,4655621.6826182501]
["SC_1415_A1",5115094.8396670651,4655621.6826182501,5323597.1433334565,6177009.9841485955,4655263.314023776,6177009.9841485955,4655621.6826182501]
["SC_1415_A2",5115094.8396670651,4655621.6826182501,5323597.1433334565,6177009.9841485955,4655263.314023776,6177009.9841485955,4655621.6826182501]
["SC_1420_A1",5115094.8396670651,4655621.6826182501,5323597.1433334565,6177009.9841485955,4655263.314023776,6177009.9841485955,4655621.6826182501]
["SC_1420_A2",5115094.8396670651,4655621.6826182501,5323597.1433334565,6177009.9841485955,4655263.314023776,6177009.9841485955,4655621.6826182501]
["SC_1435_A1",5169312.6721988246,4655621.6826182501,5402418.2476978516,6356533.8037291756,4530483.4309385363,6356533.8037291756,4655621.6826182501]
["SC_978_A1",5066599.4617316797,4655621.6826182501,5253095.2610755013,6016434.1169029949,4655488.055086555,6016434.1169029949,4655621.6826182501]
["SC_1520_A1",5169312.6721988246,4655621.6826182501,5402418.2476978507,6356533.8037291756,4534454.2213565456,6356533.8037291756,4655621.6826182501]
["SC_1520_A2",5169312.6721988246,4655621.6826182501,5402418.2476978507,6356533.8037291756,4534454.2213565456,6356533.8037291756,4655621.6826182501]
["SC_1527_A1",5115094.8396670651,4655621.6826182501,5323597.1433334565,6177009.9841485955,4633283.3735626806,6177009.9841485955,4655621.6826182501]
["SC_1527_A2",5115094.8396670651,4655621.6826182501,5323597.1433334565,6177009.9841485955,4633044.4611663641,6177009.9841485955,4655621.6826182501]
["SC_1395_A1",5066599.4617316797,4655621.6826182501,5253095.2610755013,6016434.1169029949,4671621.5174314659,6016434.1169029949,4655621.6826182501]
["SC_1396_A1",5066599.4617316797,4655621.6826182501,5253095.2610755013,6016434.1169029949,4671621.5174314659,6016434.1169029949,4655621.6826182501]
["SC_1359_A1",5023222.5583905494,4655621.6826182501,5190034.5434923563,5872806.328669006,4655243.2223721026,5872806.328669006,4655621.6826182501]
["SC_1359_A2",5023222.5583905494,4655621.6826182501,5190034.5434923563,5872806.328669006,4655281.0683967173,5872806.328669006,4655621.6826182501]
["SC_1598_A1",5066599.4617316797,4655621.6826182501,5253095.2610755013,6016434.1169029959,4385672.0444048876,6016434.1169029959,4655621.6826182501]
["SC_1598_A2",5066599.4617316797,4655621.6826182501,5253095.2610755013,6016434.1169029959,4393147.1388799706,6016434.1169029959,4655621.6826182501]
["SC_981_A1",5066599.4617316797,4655621.6826182501,5253095.2610755013,6016434.1169029959,4477055.0743627734,6016434.1169029959,4655621.6826182501]
["SC_981_A2",5066599.4617316797,4655621.6826182501,5253095.2610755013,6016434.1169029959,4460265.2011945071,6016434.1169029959,4655621.6826182501]
["SC_1634_A1",5066599.4617316797,4655621.6826182501,5253095.2610755013,6016434.1169029949,4514910.4093458643,6016434.1169029949,4655621.6826182501]
["SC_782_A1",5066599.4617316797,4655621.6826182501,5253095.2610755013,6016434.1169029949,4655608.3711322043,6016434.1169029949,4655621.6826182501]
["SC_782_A2",5066599.4617316797,4655621.6826182501,5253095.2610755013,6016434.1169029949,4655606.5023585856,6016434.1169029949,4655621.6826182501]
["SC_1762_A1",5066599.4617316797,4655621.6826182501,5253095.2610755013,6016434.1169029949,4611670.5084755272,6016434.1169029949,4655621.6826182501]
["SC_1762_A2",5066599.4617316797,4655621.6826182501,5253095.2610755013,6016434.1169029949,4611060.8137735082,6016434.1169029949,4655621.6826182501]
["SC_1782_A1",5023222.5583905485,4655621.6826182501,5190034.5434923563,5872806.328669006,4249375.0203625392,5872806.328669006,4655621.6826182501]
["SC_1782_A2",5023222.5583905485,4655621.6826182501,5190034.5434923563,5872806.328669006,4264391.5288389931,5872806.328669006,4655621.6826182501]
["SC_1784_A1",5066599.4617316797,4655621.6826182501,5253095.2610755013,6016434.1169029959,4579942.2277046386,6016434.1169029959,4655621.6826182501]
["SC_1784_A2",5066599.4617316797,4655621.6826182501,5253095.2610755013,6016434.1169029959,4577883.2644322701,6016434.1169029959,4655621.6826182501]
["SC_1715_A1",5066599.4617316797,4655621.6826182501,5253095.2610755013,6016434.1169029959,4575914.9600697272,6016434.1169029959,4655621.6826182501]
["SC_1715_A2",5066599.4617316797,4655621.6826182501,5253095.2610755013,6016434.1169029959,4611033.4699119031,6016434.1169029959,4655621.6826182501]
["SC_1809_A1",5115094.8396670651,4655621.6826182501,5323597.1433334565,6177009.9841485955,4615490.3728470281,6177009.9841485955,4655621.6826182501]
["SC_1809_A2",5115094.8396670651,4655621.6826182501,5323597.1433334565,6177009.9841485955,4615466.4816073962,6177009.9841485955,4655621.6826182501]
["SC_1838_A1",5115094.8396670651,4655621.6826182501,5323597.1433334565,6177009.9841485955,4538578.4996629199,6177009.9841485955,4655621.6826182501]
["SC_1838_A2",5115094.8396670651,4655621.6826182501,5323597.1433334565,6177009.9841485955,4571731.1783377435,6177009.9841485955,4655621.6826182501]
["SC_1853_A1",5115094.8396670651,4655621.6826182501,5323597.1433334565,6177009.9841485955,4577916.6202783715,6177009.9841485955,4655621.6826182501]
["SC_1853_A2",5115094.8396670651,4655621.6826182501,5323597.1433334565,6177009.9841485955,4576190.4782149866,6177009.9841485955,4655621.6826182501]
["SC_1882_A1",5115094.8396670651,4655621.6826182501,5323597.1433334565,6177009.9841485955,4538578.4996629199,6177009.9841485955,4655621.6826182501]
["SC_1882_A2",5115094.8396670651,4655621.6826182501,5323597.1433334565,6177009.9841485955,4571731.1783377435,6177009.9841485955,4655621.6826182501]
["SC_1913_A1",5115094.8396670651,4655621.6826182501,5323597.1433334565,6177009.9841485955,4720118.4731277851,6177009.9841485955,4655621.6826182501]
["SC_1913_A2",5115094.8396670651,4655621.6826182501,5323597.1433334565,6177009.9841485955,4611702.4168034336,6177009.9841485955,4655621.6826182501]
["SC_1491_A1",5115094.8396670651,4655621.6826182501,5323597.1433334565,6177009.9841485946,4508451.64648744,6177009.9841485946,4655621.6826182501]
["SC_1491_A2",5115094.8396670651,4655621.6826182501,5323597.1433334565,6177009.9841485946,4504509.5919482224,6177009.9841485946,4655621.6826182501]
["SC_1894_A1",5115094.8396670651,4655621.6826182501,5323597.1433334565,6177009.9841485955,4591356.155648415,6177009.9841485955,4655621.6826182501]
["SC_1894_A2",5115094.8396670651,4655621.6826182501,5323597.1433334565,6177009.9841485955,4605180.8704637121,6177009.9841485955,4655621.6826182501]
["SC_1887_A1",5066599.4617316797,4655621.6826182501,5253095.2610755013,6016434.1169029959,4530388.7451263405,6016434.1169029959,4655621.6826182501]
["SC_1887_A2",5066599.4617316797,4655621.6826182501,5253095.2610755013,6016434.1169029959,4528087.7206435604,6016434.1169029959,4655621.6826182501]
["SC_2104_A1",5066599.4617316797,4655621.6826182501,5253095.2610755013,6016434.1169029959,4596571.6449141409,6016434.1169029959,4655621.6826182501]
["SC_2104_A2",5066599.4617316797,4655621.6826182501,5253095.2610755013,6016434.1169029959,4601059.8749883538,6016434.1169029959,4655621.6826182501]
["SC_2028_A1",5115094.8396670651,4655621.6826182501,5323597.1433334574,6177009.9841485955,4547878.7949860524,6177009.9841485955,4655621.6826182501]
["SC_2028_A2",5115094.8396670651,4655621.6826182501,5323597.1433334574,6177009.9841485955,4550969.0487956908,6177009.9841485955,4655621.6826182501]
["SC_2015_A1",5115094.8396670651,4655621.6826182501,5323597.1433334574,6177009.9841485955,4520660.7902780846,6177009.9841485955,4655621.6826182501]
["SC_2015_A2",5115094.8396670651,4655621.6826182501,5323597.1433334574,6177009.9841485955,4521076.7859832281,6177009.9841485955,4655621.6826182501]
["SC_2049_A1",5115094.8396670651,4655621.6826182501,5323597.1433334565,6177009.9841485955,4610977.3176806141,6177009.9841485955,4655621.6826182501]
["SC_2049_A2",5115094.8396670651,4655621.6826182501,5323597.1433334565,6177009.9841485955,4612294.9195462987,6177009.9841485955,4655621.6826182501]
["SC_2042_A1",5115094.8396670651,4655621.6826182501,5323597.1433334574,6177009.9841485955,4552692.4595741425,6177009.9841485955,4655621.6826182501]
["SC_2042_A2",5115094.8396670651,4655621.6826182501,5323597.1433334574,6177009.9841485955,4550196.4853432812,6177009.9841485955,4655621.6826182501]
["SC_2111_A1",5115094.8396670651,4655621.6826182501,5323597.1433334565,6177009.9841485946,4421608.1849884652,6177009.9841485946,4655621.6826182501]
["SC_2111_A2",5115094.8396670651,4655621.6826182501,5323597.1433334565,6177009.9841485946,4421660.7457156545,6177009.9841485946,4655621.6826182501]
["SC_2173_A1",5115094.8396670651,4655621.6826182501,5323597.1433334565,6177009.9841485955,4526586.2919298252,6177009.9841485955,4655621.6826182501]
["SC_2173_A2",5115094.8396670651,4655621.6826182501,5323597.1433334565,6177009.9841485955,4473570.4366252683,6177009.9841485955,4655621.6826182501]
["SC_2174_A1",5115094.8396670651,4655621.6826182501,5323597.1433334565,6177009.9841485955,4526586.2919298252,6177009.9841485955,4655621.6826182501]
["SC_2174_A2",5115094.8396670651,4655621.6826182501,5323597.1433334565,6177009.9841485955,4473570.4366252683,6177009.9841485955,4655621.6826182501]
["SC_2016_A1",5115094.8396670651,4655621.6826182501,5323597.1433334574,6177009.9841485955,4641228.0780967185,6177009.9841485955,4655621.6826182501]
["SC_2016_A2",5115094.8396670651,4655621.6826182501,5323597.1433334574,6177009.9841485955,4641667.2471174719,6177009.9841485955,4655621.6826182501]
["SC_2016_A3",5115094.8396670651,4655621.6826182501,5323597.1433334574,6177009.9841485955,4641667.2471174719,6177009.9841485955,4655621.6826182501]
["SC_2135_A1",5066599.4617316797,4655621.6826182501,5253095.2610755013,6016434.1169029949,4592831.5666949116,6016434.1169029949,4655621.6826182501]
["SC_2135_A2",5066599.4617316797,4655621.6826182501,5253095.2610755013,6016434.1169029949,4578748.7919599973,6016434.1169029949,4655621.6826182501]
["SC_1821_A1",5023222.5583905485,4655621.6826182501,5190034.5434923563,5872806.328669006,4586083.6673197811,5872806.328669006,4655621.6826182501]
["SC_1821_A2",5023222.5583905485,4655621.6826182501,5190034.5434923563,5872806.328669006,4737152.8327883985,5872806.328669006,4655621.6826182501]
["SC_1859_A1",5023222.5583905485,4655621.6826182501,5190034.5434923563,5872806.328669006,4599559.8693883605,5872806.328669006,4655621.6826182501]
["SC_1859_A2",5023222.5583905485,4655621.6826182501,5190034.5434923563,5872806.328669006,4603172.4444652274,5872806.328669006,4655621.6826182501]
["SC_1843_A1",5115094.8396670651,4655621.6826182501,5323597.1433334574,6177009.9841485955,4570915.4485777486,6177009.9841485955,4655621.6826182501]
["SC_1843_A2",5115094.8396670651,4655621.6826182501,5323597.1433334574,6177009.9841485955,4574449.0349531546,6177009.9841485955,4655621.6826182501]
["SC_2012_A1",5066599.4617316797,4655621.6826182501,5253095.2610755013,6016434.1169029959,4616483.2162628649,6016434.1169029959,4655621.6826182501]
["SC_2012_A2",5066599.4617316797,4655621.6826182501,5253095.2610755013,6016434.1169029959,4612886.7085437207,6016434.1169029959,4655621.6826182501]
["SC_1807_A1",5115094.8396670651,4655621.6826182501,5323597.1433334574,6177009.9841485946,4192296.0548079745,6177009.9841485946,4655621.6826182501]
["SC_1807_A2",5115094.8396670651,4655621.6826182501,5323597.1433334574,6177009.9841485946,4210306.8991023079,6177009.9841485946,4655621.6826182501]
["SC_1918_A1",5115094.8396670651,4655621.6826182501,5323597.1433334574,6177009.9841485955,4369162.4343896173,6177009.9841485955,4655621.6826182501]
["SC_1918_A2",5115094.8396670651,4655621.6826182501,5323597.1433334574,6177009.9841485955,4355118.8650936531,6177009.9841485955,4655621.6826182501]
["SC_1813_A1",5115094.8396670651,4655621.6826182501,5323597.1433334574,6177009.9841485955,4064117.3894745363,6177009.9841485955,4655621.6826182501]
["SC_1813_A2",5115094.8396670651,4655621.6826182501,5323597.1433334574,6177009.9841485955,4078382.4764834894,6177009.9841485955,4655621.6826182501]
["SC_1949_A1",5066599.4617316797,4655621.6826182501,5253095.2610755013,6016434.1169029949,4511570.0137019185,6016434.1169029949,4655621.6826182501]
["SC_1949_A2",5066599.4617316797,4655621.6826182501,5253095.2610755013,6016434.1169029949,4600339.8613367062,6016434.1169029949,4655621.6826182501]
["SC_1970_A1",5066599.4617316797,4655621.6826182501,5253095.2610755013,6016434.1169029949,4595348.6581271961,6016434.1169029949,4655621.6826182501]
["SC_1970_A2",5066599.4617316797,4655621.6826182501,5253095.2610755013,6016434.1169029949,4715787.8589893058,6016434.1169029949,4655621.6826182501]
["SC_2072_A1",5115094.8396670651,4655621.6826182501,5323597.1433334565,6177009.9841485955,4401179.9805414444,6177009.9841485955,4655621.6826182501]
["SC_2204_A1",5115094.8396670651,4655621.6826182501,5323597.1433334574,6177009.9841485955,4598570.8430556962,6177009.9841485955,4655621.6826182501]
["SC_2204_A2",5115094.8396670651,4655621.6826182501,5323597.1433334574,6177009.9841485955,4599759.4022132494,6177009.9841485955,4655621.6826182501]
["SC_2166_A1",5115094.8396670651,4655621.6826182501,5323597.1433334574,6177009.9841485955,4587279.531058941,6177009.9841485955,4655621.6826182501]
["SC_2166_A2",5115094.8396670651,4655621.6826182501,5323597.1433334574,6177009.9841485955,4574205.3803258557,6177009.9841485955,4655621.6826182501]
["SC_1923_A1",5023222.5583905485,4655621.6826182501,5190034.5434923563,5872806.328669006,4562520.4620658653,5872806.328669006,4655621.6826182501]
["SC_1923_A2",5023222.5583905485,4655621.6826182501,5190034.5434923563,5872806.328669006,4563655.842804309,5872806.328669006,4655621.6826182501]
["SC_1937_A1",5023222.5583905485,4655621.6826182501,5190034.5434923563,5872806.328669006,4562520.4620658653,5872806.328669006,4655621.6826182501]
["SC_1937_A2",5023222.5583905485,4655621.6826182501,5190034.5434923563,5872806.328669006,4563655.842804309,5872806.328669006,4655621.6826182501]
["SC_1810_A1",5023222.5583905485,4655621.6826182501,5190034.5434923563,5872806.328669006,4548328.2028353186,5872806.328669006,4655621.6826182501]
["SC_1810_A2",5023222.5583905485,4655621.6826182501,5190034.5434923563,5872806.328669006,4526377.5085587408,5872806.328669006,4655621.6826182501]
["SC_1835_A1",5023222.5583905485,4655621.6826182501,5190034.5434923563,5872806.328669006,4548328.2028353186,5872806.328669006,4655621.6826182501]
["SC_1835_A2",5023222.5583905485,4655621.6826182501,5190034.5434923563,5872806.328669006,4526377.5085587408,5872806.328669006,4655621.6826182501]
["SC_1873_A1",5066599.4617316797,4655621.6826182501,5253095.2610755013,6016434.1169029949,4262892.2729054959,6016434.1169029949,4655621.6826182501]
["SC_1873_A2",5066599.4617316797,4655621.6826182501,5253095.2610755013,6016434.1169029949,4101310.9627891136,6016434.1169029949,4655621.6826182501]
["SC_2067_A1",5023222.5583905485,4655621.6826182501,5190034.5434923563,5872806.328669006,4586083.2618266605,5872806.328669006,4655621.6826182501]
["SC_2067_A2",5023222.5583905485,4655621.6826182501,5190034.5434923563,5872806.328669006,4593226.4286439549,5872806.328669006,4655621.6826182501]
["SC_1942_A1",5115094.8396670651,4655621.6826182501,5323597.1433334574,6177009.9841485955,4496073.5952342954,6177009.9841485955,4655621.6826182501]
["SC_1942_A2",5115094.8396670651,4655621.6826182501,5323597.1433334574,6177009.9841485955,4318637.3403634885,6177009.9841485955,4655621.6826182501]
["SC_2107_A1",5066599.4617316797,4655621.6826182501,5253095.2610755013,6016434.1169029959,4522883.3473033048,6016434.1169029959,4655621.6826182501]
["SC_2107_A2",5066599.4617316797,4655621.6826182501,5253095.2610755013,6016434.1169029959,4489178.9321067603,6016434.1169029959,4655621.6826182501]
["SC_2031_A1",5066599.4617316797,4655621.6826182501,5253095.2610755013,6016434.1169029959,4528383.8885208191,6016434.1169029959,4655621.6826182501]
["SC_2136_A1",5066599.4617316797,4655621.6826182501,5253095.2610755013,6016434.1169029959,4477055.0743627734,6016434.1169029959,4655621.6826182501]
["SC_2136_A2",5066599.4617316797,4655621.6826182501,5253095.2610755013,6016434.1169029959,4526647.2135224044,6016434.1169029959,4655621.6826182501]
["SC_2180_A1",5066599.4617316797,4655621.6826182501,5253095.2610755013,6016434.1169029959,4477055.0743627734,6016434.1169029959,4655621.6826182501]
["SC_2180_A2",5066599.4617316797,4655621.6826182501,5253095.2610755013,6016434.1169029959,4526647.2135224044,6016434.1169029959,4655621.6826182501]
["SC_2185_A1",5066599.4617316797,4655621.6826182501,5253095.2610755013,6016434.1169029959,4477055.0743627734,6016434.1169029959,4655621.6826182501]
["SC_2185_A2",5066599.4617316797,4655621.6826182501,5253095.2610755013,6016434.1169029959,4526647.2135224044,6016434.1169029959,4655621.6826182501]
["SC_1926_A1",5169312.6721988246,4655621.6826182501,5402418.2476978516,6356533.8037291756,3863658.1474414039,6356533.8037291756,4655621.6826182501]
["SC_1926_A2",5169312.6721988246,4655621.6826182501,5402418.2476978516,6356533.8037291756,3814243.896511314,6356533.8037291756,4655621.6826182501]
["SC_1825_A1",12090104.327862471,5347191.8480416182,930897.87331604445,1575918.3420670223,4237670.4627801906,1575918.3420670223,4655621.6826182501]
["SC_1897_A1",5066599.4617316797,4655621.6826182501,5253095.2610755013,6016434.1169029949,4624176.4518597359,6016434.1169029949,4655621.6826182501]
["SC_1897_A2",5066599.4617316797,4655621.6826182501,5253095.2610755013,6016434.1169029949,4628694.1826998806,6016434.1169029949,4655621.6826182501]
["SC_2014_A1",5169312.6721988246,4655621.6826182501,5402418.2476978516,6356533.8037291756,5505947.4547044188,6356533.8037291756,4655621.6826182501]
["SC_2014_A2",5169312.6721988246,4655621.6826182501,5402418.2476978516,6356533.8037291756,5176741.7018863875,6356533.8037291756,4655621.6826182501]
["SC_2017_A1",5169312.6721988246,4655621.6826182501,5402418.2476978516,6356533.8037291756,5505947.4547044188,6356533.8037291756,4655621.6826182501]
["SC_2017_A2",5169312.6721988246,4655621.6826182501,5402418.2476978516,6356533.8037291756,5176741.7018863875,6356533.8037291756,4655621.6826182501]
["SC_2165_A1",4655621.6826182501,4655621.6826182501,4655621.6826182501,4655621.6826182501,4655621.6826182501,4655621.6826182501,4655621.6826182501]
["SC_1820_A1",5169312.6721988246,4655621.6826182501,5402418.2476978507,6356533.8037291756,4711127.5020085974,6356533.8037291756,4655621.6826182501]
["SC_1820_A2",5169312.6721988246,4655621.6826182501,5402418.2476978507,6356533.8037291756,4527387.6808003504,6356533.8037291756,4655621.6826182501]
["SC_2325_A1",5066599.4617316797,4655621.6826182501,5253095.2610755013,6016434.1169029949,4620374.5092817228,6016434.1169029949,4655621.6826182501]
["SC_2325_A2",5066599.4617316797,4655621.6826182501,5253095.2610755013,6016434.1169029949,4616108.3815067625,6016434.1169029949,4655621.6826182501]

{"sheet":"ejecutar","index":9,"n_rows":24,"n_cols":14,"rows_kept":24,"cut":false,"hidden":false,"merged":[]}
[]
[]
[]
[]
[]
[]
[]
[null,null,null,null,null,null,null,null,null,null,null,"OPTIMIZADOR",null,"cbc"]
[]
[null,null,null,null,null,null,null,null,null,null,null,"PERIODO INICIAL",null,2023]
[]
[null,null,null,null,null,null,null,null,null,null,null,"PERIODO FINAL",null,2033]
[]
[null,null,null,null,null,null,null,null,null,null,null,"ESCALAR",null,0]
[]
[null,null,null,null,null,null,null,null,null,null,null,"TOLERANCIA ",null,9.9999999999999995E-7]
[]
[null,null,null,null,null,null,null,null,null,null,null,"TIEMPO MAXIMO",null,1000]
[]
[null,null,null,null,null,null,null,null,null,null,null,"OBRAS EN FILA 2",null,0]
[]
[null,null,null,null,null,null,null,null,null,null,null,"BOLSA",null,3]
[]
[null,null,null,null,null,null,null,null,null,null,null,"SUBAREA",null,"Cordoba-Sucre-Cerromatoso"]

{"sheet":"ASIGNACION","index":10,"n_rows":170,"n_cols":28,"rows_kept":170,"cut":false,"hidden":false,"merged":[]}
[null,null,null,null,null,null,"aprobado","aprobado","aprobado","aprobado","aprobado","aprobado","aprobado","aprobado","aprobado","aprobado","aprobado","calificacion","calificacion","calificacion","calificacion","calificacion","calificacion","calificacion","calificacion","calificacion","calificacion","calificacion"]
["nombre","barra","tipo","capacidad","periodoIni","Fila",2023,2024,2025,2026,2027,2028,2029,2030,2031,2032,2033,2023,2024,2025,2026,2027,2028,2029,2030,2031,2032,2033]
["SC_2014_A1","Chinu Planta 34.5","Solar FV",9.9,2024,2,0,0,0,0,0,0,0,0,0,0,0,31664787.267598584,31664787.267598584,31664787.267598584,31664787.267598584,31664787.267598584,31664787.267598584,31664787.267598584,31664787.267598584,31664787.267598584,31664787.267598584,31664787.267598584]
["SC_2017_A1","Chinu Planta 34.5","Solar FV",9.9,2024,2,0,0,0,0,0,0,0,0,0,0,0,31664787.267598584,31664787.267598584,31664787.267598584,31664787.267598584,31664787.267598584,31664787.267598584,31664787.267598584,31664787.267598584,31664787.267598584,31664787.267598584,31664787.267598584]
["SC_2017_A2","Sahagun 34.5","Solar FV",9.9,2024,2,0,0,0,0,0,0,0,0,0,0,0,31335581.514780555,31335581.514780555,31335581.514780555,31335581.514780555,31335581.514780555,31335581.514780555,31335581.514780555,31335581.514780555,31335581.514780555,31335581.514780555,31335581.514780555]
["SC_2014_A2","Sahagun 34.5","Solar FV",9.9,2024,2,0,0,0,0,0,0,0,0,0,0,0,31335581.514780555,31335581.514780555,31335581.514780555,31335581.514780555,31335581.514780555,31335581.514780555,31335581.514780555,31335581.514780555,31335581.514780555,31335581.514780555,31335581.514780555]
["SC_1820_A1","Lorica 34.5","Solar FV",19.899999999999999,2024,2,0,0,0,0,0,0,0,0,0,0,0,30869967.314902764,30869967.314902764,30869967.314902764,30869967.314902764,30869967.314902764,30869967.314902764,30869967.314902764,30869967.314902764,30869967.314902764,30869967.314902764,30869967.314902764]
["SC_1520_A1","Toluviejo 220","Solar FV",19.899999999999999,2024,2,0,0,0,0,1,1,1,1,1,1,1,30693294.03425071,30693294.03425071,30693294.03425071,30693294.03425071,30693294.03425071,30693294.03425071,30693294.03425071,30693294.03425071,30693294.03425071,30693294.03425071,30693294.03425071]
["SC_1520_A2","Toluviejo 220","Solar FV",19.899999999999999,2024,2,0,0,0,0,0,0,0,0,0,0,0,30693294.03425071,30693294.03425071,30693294.03425071,30693294.03425071,30693294.03425071,30693294.03425071,30693294.03425071,30693294.03425071,30693294.03425071,30693294.03425071,30693294.03425071]
["SC_1435_A1","Sierra Flor 34.5","Solar FV",9.9,2024,2,0,0,0,0,0,0,0,0,0,0,0,30689323.243832704,30689323.243832704,30689323.243832704,30689323.243832704,30689323.243832704,30689323.243832704,30689323.243832704,30689323.243832704,30689323.243832704,30689323.243832704,30689323.243832704]
["SC_1820_A2","San Bernardo 34.5","Solar FV",19.899999999999999,2024,2,0,0,0,0,0,0,0,0,0,0,0,30686227.493694518,30686227.493694518,30686227.493694518,30686227.493694518,30686227.493694518,30686227.493694518,30686227.493694518,30686227.493694518,30686227.493694518,30686227.493694518,30686227.493694518]
["SC_1913_A1","Cienaga de Oro 34.5","Solar FV",9.9,2025,2,0,0,0,0,0,0,0,0,0,0,0,30476633.619754925,30476633.619754925,30476633.619754925,30476633.619754925,30476633.619754925,30476633.619754925,30476633.619754925,30476633.619754925,30476633.619754925,30476633.619754925,30476633.619754925]
["SC_1415_A2","Chinu 500","Solar FV",99,2025,2,0,0,0,0,0,0,0,0,0,0,0,30411778.460650913,30411778.460650913,30411778.460650913,30411778.460650913,30411778.460650913,30411778.460650913,30411778.460650913,30411778.460650913,30411778.460650913,30411778.460650913,30411778.460650913]
["SC_1420_A2","Chinu 500","Solar FV",99,2025,2,0,0,1,1,1,1,1,1,1,1,1,30411778.460650913,30411778.460650913,30411778.460650913,30411778.460650913,30411778.460650913,30411778.460650913,30411778.460650913,30411778.460650913,30411778.460650913,30411778.460650913,30411778.460650913]
["SC_1118_A1","Boston 13.8","Solar FV",9.9,2025,2,0,0,0,0,0,0,0,0,0,0,0,30400201.96048741,30400201.96048741,30400201.96048741,30400201.96048741,30400201.96048741,30400201.96048741,30400201.96048741,30400201.96048741,30400201.96048741,30400201.96048741,30400201.96048741]
["SC_1118_A2","Boston 34.5","Solar FV",9.9,2025,2,0,0,0,0,0,0,0,0,0,0,0,30399829.25714916,30399829.25714916,30399829.25714916,30399829.25714916,30399829.25714916,30399829.25714916,30399829.25714916,30399829.25714916,30399829.25714916,30399829.25714916,30399829.25714916]
["SC_2016_A3","Toluviejo 110","Solar FV",80,2025,2,0,0,0,0,0,0,0,0,0,0,0,30398182.39374461,30398182.39374461,30398182.39374461,30398182.39374461,30398182.39374461,30398182.39374461,30398182.39374461,30398182.39374461,30398182.39374461,30398182.39374461,30398182.39374461]
["SC_2016_A2","Sierra Flor 110","Solar FV",80,2025,2,0,0,0,0,0,0,0,0,0,0,0,30398182.39374461,30398182.39374461,30398182.39374461,30398182.39374461,30398182.39374461,30398182.39374461,30398182.39374461,30398182.39374461,30398182.39374461,30398182.39374461,30398182.39374461]
["SC_2016_A1","Coveñas 110","Solar FV",80,2025,2,0,0,0,0,0,0,0,0,0,0,0,30397743.224723861,30397743.224723861,30397743.224723861,30397743.224723861,30397743.224723861,30397743.224723861,30397743.224723861,30397743.224723861,30397743.224723861,30397743.224723861,30397743.224723861]
["SC_1527_A1","Nva Monteria 34.5","Solar FV",9.9,2025,2,0,0,0,0,0,0,0,0,0,0,0,30389798.520189822,30389798.520189822,30389798.520189822,30389798.520189822,30389798.520189822,30389798.520189822,30389798.520189822,30389798.520189822,30389798.520189822,30389798.520189822,30389798.520189822]
["SC_1527_A2","Nva Monetria 13.8","Solar FV",9.9,2025,2,0,0,0,0,0,0,0,0,0,0,0,30389559.607793503,30389559.607793503,30389559.607793503,30389559.607793503,30389559.607793503,30389559.607793503,30389559.607793503,30389559.607793503,30389559.607793503,30389559.607793503,30389559.607793503]
["SC_1763_A2","San Marcos 110","Solar FV",19.5,2025,2,0,0,1,1,1,1,1,1,1,1,1,30373345.435757667,30373345.435757667,30373345.435757667,30373345.435757667,30373345.435757667,30373345.435757667,30373345.435757667,30373345.435757667,30373345.435757667,30373345.435757667,30373345.435757667]
["SC_1809_A1","Coveñas 110","Solar FV",9.9,2025,2,0,0,0,0,0,0,0,0,0,0,0,30372005.519474171,30372005.519474171,30372005.519474171,30372005.519474171,30372005.519474171,30372005.519474171,30372005.519474171,30372005.519474171,30372005.519474171,30372005.519474171,30372005.519474171]
["SC_1809_A2","Coveñas 34.5","Solar FV",9.9,2025,2,0,0,0,0,0,0,0,0,0,0,0,30371981.628234535,30371981.628234535,30371981.628234535,30371981.628234535,30371981.628234535,30371981.628234535,30371981.628234535,30371981.628234535,30371981.628234535,30371981.628234535,30371981.628234535]
["SC_2049_A2","Rio Sinu 110","Solar FV",9.9,2025,2,0,0,0,0,0,0,0,0,0,0,0,30368810.066173442,30368810.066173442,30368810.066173442,30368810.066173442,30368810.066173442,30368810.066173442,30368810.066173442,30368810.066173442,30368810.066173442,30368810.066173442,30368810.066173442]
["SC_1913_A2","Cerete 34.5","Solar FV",9.9,2025,2,0,0,0,0,0,0,0,0,0,0,0,30368217.56343057,30368217.56343057,30368217.56343057,30368217.56343057,30368217.56343057,30368217.56343057,30368217.56343057,30368217.56343057,30368217.56343057,30368217.56343057,30368217.56343057]
["SC_2049_A1","Rio sinu 34.5","Solar FV",9.9,2025,2,0,0,0,0,0,0,0,0,0,0,0,30367492.464307755,30367492.464307755,30367492.464307755,30367492.464307755,30367492.464307755,30367492.464307755,30367492.464307755,30367492.464307755,30367492.464307755,30367492.464307755,30367492.464307755]
["SC_855_A1","Cerete 34.5","Solar FV",19.899999999999999,2025,2,0,0,0,0,0,0,0,0,0,0,0,30362999.416553825,30362999.416553825,30362999.416553825,30362999.416553825,30362999.416553825,30362999.416553825,30362999.416553825,30362999.416553825,30362999.416553825,30362999.416553825,30362999.416553825]
["SC_855_A2","Cerete 110","Solar FV",19.899999999999999,2025,2,0,0,1,1,1,1,1,1,1,1,1,30362317.777876966,30362317.777876966,30362317.777876966,30362317.777876966,30362317.777876966,30362317.777876966,30362317.777876966,30362317.777876966,30362317.777876966,30362317.777876966,30362317.777876966]
["SC_1894_A2","Boston 110","Solar FV",47,2025,2,0,0,0,0,0,0,0,0,0,0,0,30361696.01709085,30361696.01709085,30361696.01709085,30361696.01709085,30361696.01709085,30361696.01709085,30361696.01709085,30361696.01709085,30361696.01709085,30361696.01709085,30361696.01709085]
["SC_2204_A2","Magangue 34.5","Solar FV",19.899999999999999,2025,2,0,0,0,0,0,0,0,0,0,0,0,30356274.548840389,30356274.548840389,30356274.548840389,30356274.548840389,30356274.548840389,30356274.548840389,30356274.548840389,30356274.548840389,30356274.548840389,30356274.548840389,30356274.548840389]
["SC_2204_A1","Magangue 13.8","Solar FV",19.899999999999999,2025,2,0,0,0,0,0,0,0,0,0,0,0,30355085.989682838,30355085.989682838,30355085.989682838,30355085.989682838,30355085.989682838,30355085.989682838,30355085.989682838,30355085.989682838,30355085.989682838,30355085.989682838,30355085.989682838]
["SC_1894_A1","Sierra Flor 110","Solar FV",47,2025,2,0,0,0,0,0,0,0,0,0,0,0,30347871.302275553,30347871.302275553,30347871.302275553,30347871.302275553,30347871.302275553,30347871.302275553,30347871.302275553,30347871.302275553,30347871.302275553,30347871.302275553,30347871.302275553]
["SC_1763_A1","San Marcos 34.5","Solar FV",19.5,2025,2,0,0,0,0,0,0,0,0,0,0,0,30344198.321153037,30344198.321153037,30344198.321153037,30344198.321153037,30344198.321153037,30344198.321153037,30344198.321153037,30344198.321153037,30344198.321153037,30344198.321153037,30344198.321153037]
["SC_2166_A1","Tierralta 110","Solar FV",19.899999999999999,2025,2,0,0,0,0,0,0,0,0,0,0,1,30343794.67768608,30343794.67768608,30343794.67768608,30343794.67768608,30343794.67768608,30343794.67768608,30343794.67768608,30343794.67768608,30343794.67768608,30343794.67768608,30343794.67768608]
["SC_1057_A1","Rio Sinu 13.8","Solar FV",9.9,2025,2,0,0,0,0,0,0,0,0,0,0,0,30335684.862424187,30335684.862424187,30335684.862424187,30335684.862424187,30335684.862424187,30335684.862424187,30335684.862424187,30335684.862424187,30335684.862424187,30335684.862424187,30335684.862424187]
["SC_1058_A1","Rio Sinu 13.8","Solar FV",9.9,2025,2,0,0,0,0,0,0,0,0,0,0,0,30335684.862424187,30335684.862424187,30335684.862424187,30335684.862424187,30335684.862424187,30335684.862424187,30335684.862424187,30335684.862424187,30335684.862424187,30335684.862424187,30335684.862424187]
["SC_1853_A1","Tolu 13.8","Solar FV",9.9,2025,2,0,0,0,0,1,1,1,1,1,1,1,30334431.766905509,30334431.766905509,30334431.766905509,30334431.766905509,30334431.766905509,30334431.766905509,30334431.766905509,30334431.766905509,30334431.766905509,30334431.766905509,30334431.766905509]
["SC_1853_A2","Tolu 34.5","Solar FV",9.9,2025,2,0,0,0,0,0,0,0,0,0,0,0,30332705.62484213,30332705.62484213,30332705.62484213,30332705.62484213,30332705.62484213,30332705.62484213,30332705.62484213,30332705.62484213,30332705.62484213,30332705.62484213,30332705.62484213]
["SC_1843_A2","Cerete 13.8","Solar FV",19.899999999999999,2025,2,0,0,0,0,0,0,0,0,0,0,0,30330964.181580298,30330964.181580298,30330964.181580298,30330964.181580298,30330964.181580298,30330964.181580298,30330964.181580298,30330964.181580298,30330964.181580298,30330964.181580298,30330964.181580298]
["SC_2166_A2","Tierra Alta 34.5","Solar FV",19.899999999999999,2025,2,0,0,0,0,0,0,0,0,0,0,0,30330720.526952997,30330720.526952997,30330720.526952997,30330720.526952997,30330720.526952997,30330720.526952997,30330720.526952997,30330720.526952997,30330720.526952997,30330720.526952997,30330720.526952997]
["SC_1057_A2","Rio sinu 34.5","Solar FV",9.9,2025,2,0,0,0,0,0,0,0,0,0,0,0,30329712.052516282,30329712.052516282,30329712.052516282,30329712.052516282,30329712.052516282,30329712.052516282,30329712.052516282,30329712.052516282,30329712.052516282,30329712.052516282,30329712.052516282]
["SC_1058_A2","Rio sinu 34.5","Solar FV",9.9,2025,2,0,0,0,0,0,0,0,0,0,0,0,30329712.052516282,30329712.052516282,30329712.052516282,30329712.052516282,30329712.052516282,30329712.052516282,30329712.052516282,30329712.052516282,30329712.052516282,30329712.052516282,30329712.052516282]
["SC_778_A2","Cerete 13.8","Solar FV",19.899999999999999,2025,2,0,0,0,0,0,0,0,0,0,0,0,30329029.207271799,30329029.207271799,30329029.207271799,30329029.207271799,30329029.207271799,30329029.207271799,30329029.207271799,30329029.207271799,30329029.207271799,30329029.207271799,30329029.207271799]
["SC_1882_A2","Corozal 13.8","Solar FV",9.9,2025,2,0,0,0,0,0,0,0,0,0,0,0,30328246.324964881,30328246.324964881,30328246.324964881,30328246.324964881,30328246.324964881,30328246.324964881,30328246.324964881,30328246.324964881,30328246.324964881,30328246.324964881,30328246.324964881]
["SC_1838_A2","Corozal 13.8","Solar FV",9.9,2025,2,0,0,0,0,0,0,0,0,0,0,0,30328246.324964881,30328246.324964881,30328246.324964881,30328246.324964881,30328246.324964881,30328246.324964881,30328246.324964881,30328246.324964881,30328246.324964881,30328246.324964881,30328246.324964881]
["SC_1843_A1","Cerete 34.5","Solar FV",19.899999999999999,2025,2,0,0,0,0,0,0,0,0,0,0,0,30327430.59520489,30327430.59520489,30327430.59520489,30327430.59520489,30327430.59520489,30327430.59520489,30327430.59520489,30327430.59520489,30327430.59520489,30327430.59520489,30327430.59520489]
["SC_778_A1","Cerete 34.5","Solar FV",19.899999999999999,2025,2,0,0,0,0,0,0,1,1,1,1,1,30325503.346530914,30325503.346530914,30325503.346530914,30325503.346530914,30325503.346530914,30325503.346530914,30325503.346530914,30325503.346530914,30325503.346530914,30325503.346530914,30325503.346530914]
["SC_2042_A1","Coveñas 34.5","Solar FV",19.899999999999999,2025,2,0,0,0,0,0,0,0,0,0,0,0,30309207.606201284,30309207.606201284,30309207.606201284,30309207.606201284,30309207.606201284,30309207.606201284,30309207.606201284,30309207.606201284,30309207.606201284,30309207.606201284,30309207.606201284]
["SC_2028_A2","Sierra Flor 34.5","Solar FV",19.899999999999999,2025,2,0,0,0,0,0,0,0,0,0,0,0,30307484.195422828,30307484.195422828,30307484.195422828,30307484.195422828,30307484.195422828,30307484.195422828,30307484.195422828,30307484.195422828,30307484.195422828,30307484.195422828,30307484.195422828]
["SC_2042_A2","Coveñas 110","Solar FV",19.899999999999999,2025,2,0,0,0,0,0,0,0,0,0,0,0,30306711.63197042,30306711.63197042,30306711.63197042,30306711.63197042,30306711.63197042,30306711.63197042,30306711.63197042,30306711.63197042,30306711.63197042,30306711.63197042,30306711.63197042]
["SC_2028_A1","Sierra Flor 110","Solar FV",19.899999999999999,2025,2,0,0,0,0,0,0,0,0,0,0,0,30304393.94161319,30304393.94161319,30304393.94161319,30304393.94161319,30304393.94161319,30304393.94161319,30304393.94161319,30304393.94161319,30304393.94161319,30304393.94161319,30304393.94161319]
["SC_1372_A2","Magangue 34.5","Solar FV",9.9,2025,2,0,0,0,0,0,0,0,0,0,0,0,30299036.895391256,30299036.895391256,30299036.895391256,30299036.895391256,30299036.895391256,30299036.895391256,30299036.895391256,30299036.895391256,30299036.895391256,30299036.895391256,30299036.895391256]
["SC_1372_A1","Magangue 13.8","Solar FV",9.9,2025,2,0,0,0,0,0,0,0,0,0,0,0,30297098.121295154,30297098.121295154,30297098.121295154,30297098.121295154,30297098.121295154,30297098.121295154,30297098.121295154,30297098.121295154,30297098.121295154,30297098.121295154,30297098.121295154]
["SC_1882_A1","Since 13.8","Solar FV",9.9,2025,2,0,0,0,0,0,0,0,0,0,0,0,30295093.646290056,30295093.646290056,30295093.646290056,30295093.646290056,30295093.646290056,30295093.646290056,30295093.646290056,30295093.646290056,30295093.646290056,30295093.646290056,30295093.646290056]
["SC_1838_A1","Since 13.8","Solar FV",9.9,2025,2,0,0,0,0,0,0,0,0,0,0,0,30295093.646290056,30295093.646290056,30295093.646290056,30295093.646290056,30295093.646290056,30295093.646290056,30295093.646290056,30295093.646290056,30295093.646290056,30295093.646290056,30295093.646290056]
["SC_2174_A1","Nva Monetria 13.8","Solar FV",9.9,2025,2,0,0,0,0,0,0,0,0,0,0,0,30283101.438556962,30283101.438556962,30283101.438556962,30283101.438556962,30283101.438556962,30283101.438556962,30283101.438556962,30283101.438556962,30283101.438556962,30283101.438556962,30283101.438556962]
["SC_2173_A1","Nva Monetria 13.8","Solar FV",9.9,2025,2,0,0,0,0,0,0,0,0,0,0,0,30283101.438556962,30283101.438556962,30283101.438556962,30283101.438556962,30283101.438556962,30283101.438556962,30283101.438556962,30283101.438556962,30283101.438556962,30283101.438556962,30283101.438556962]
["SC_2015_A2","Tierra Alta 34.5","Solar FV",19.899999999999999,2025,2,0,0,0,0,0,0,0,0,0,0,0,30277591.93261037,30277591.93261037,30277591.93261037,30277591.93261037,30277591.93261037,30277591.93261037,30277591.93261037,30277591.93261037,30277591.93261037,30277591.93261037,30277591.93261037]
["SC_720_A2","Tierra Alta 34.5","Solar FV",19.899999999999999,2025,2,0,0,0,0,0,0,0,0,0,0,0,30277564.001470163,30277564.001470163,30277564.001470163,30277564.001470163,30277564.001470163,30277564.001470163,30277564.001470163,30277564.001470163,30277564.001470163,30277564.001470163,30277564.001470163]
["SC_2015_A1","Tierralta 110","Solar FV",19.899999999999999,2025,2,0,0,0,0,0,0,0,0,0,0,0,30277175.936905228,30277175.936905228,30277175.936905228,30277175.936905228,30277175.936905228,30277175.936905228,30277175.936905228,30277175.936905228,30277175.936905228,30277175.936905228,30277175.936905228]
["SC_720_A1","Tierralta 110","Solar FV",19.899999999999999,2025,2,0,0,0,0,0,0,0,0,0,0,0,30277167.616991118,30277167.616991118,30277167.616991118,30277167.616991118,30277167.616991118,30277167.616991118,30277167.616991118,30277167.616991118,30277167.616991118,30277167.616991118,30277167.616991118]
["SC_681_A1","Chinu 110","Solar FV",90,2025,2,0,0,0,0,0,0,0,0,0,0,0,30265755.204022422,30265755.204022422,30265755.204022422,30265755.204022422,30265755.204022422,30265755.204022422,30265755.204022422,30265755.204022422,30265755.204022422,30265755.204022422,30265755.204022422]
["SC_1491_A1","Chinu 110","Solar FV",90,2025,2,0,0,0,0,0,0,0,0,0,0,0,30264966.793114576,30264966.793114576,30264966.793114576,30264966.793114576,30264966.793114576,30264966.793114576,30264966.793114576,30264966.793114576,30264966.793114576,30264966.793114576,30264966.793114576]
["SC_681_A2","Chinu 220","Solar FV",90,2025,2,0,0,0,0,0,0,0,0,0,0,0,30261550.345847256,30261550.345847256,30261550.345847256,30261550.345847256,30261550.345847256,30261550.345847256,30261550.345847256,30261550.345847256,30261550.345847256,30261550.345847256,30261550.345847256]
["SC_1491_A2","Chinu 220","Solar FV",90,2025,2,0,0,0,0,0,0,0,0,0,0,0,30261024.738575362,30261024.738575362,30261024.738575362,30261024.738575362,30261024.738575362,30261024.738575362,30261024.738575362,30261024.738575362,30261024.738575362,30261024.738575362,30261024.738575362]
["SC_1942_A1","Cerromatoso 110","Solar FV",135,2025,2,0,0,0,0,0,0,0,0,0,0,0,30252588.741861433,30252588.741861433,30252588.741861433,30252588.741861433,30252588.741861433,30252588.741861433,30252588.741861433,30252588.741861433,30252588.741861433,30252588.741861433,30252588.741861433]
["SC_2174_A2","Nva Monteria 34.5","Solar FV",9.9,2025,2,0,0,0,0,0,0,0,0,0,0,0,30230085.583252408,30230085.583252408,30230085.583252408,30230085.583252408,30230085.583252408,30230085.583252408,30230085.583252408,30230085.583252408,30230085.583252408,30230085.583252408,30230085.583252408]
["SC_2173_A2","Nva Monteria 34.5","Solar FV",9.9,2025,2,0,0,0,0,0,0,0,0,0,0,0,30230085.583252408,30230085.583252408,30230085.583252408,30230085.583252408,30230085.583252408,30230085.583252408,30230085.583252408,30230085.583252408,30230085.583252408,30230085.583252408,30230085.583252408]
["SC_47_A1","Toluviejo 110","Solar FV",19.899999999999999,2025,2,0,0,0,0,0,0,0,0,0,0,0,30187499.148467831,30187499.148467831,30187499.148467831,30187499.148467831,30187499.148467831,30187499.148467831,30187499.148467831,30187499.148467831,30187499.148467831,30187499.148467831,30187499.148467831]
["SC_44_A1","Toluviejo 110","Solar FV",19.899999999999999,2025,2,0,0,0,0,0,0,0,0,0,0,0,30187499.148467831,30187499.148467831,30187499.148467831,30187499.148467831,30187499.148467831,30187499.148467831,30187499.148467831,30187499.148467831,30187499.148467831,30187499.148467831,30187499.148467831]
["SC_2111_A2","Uraba 220","Solar FV",90,2025,2,0,0,0,0,0,0,0,0,0,0,0,30178175.892342791,30178175.892342791,30178175.892342791,30178175.892342791,30178175.892342791,30178175.892342791,30178175.892342791,30178175.892342791,30178175.892342791,30178175.892342791,30178175.892342791]
["SC_2111_A1","Urra 220","Solar FV",90,2025,2,0,0,0,0,0,0,0,0,0,0,0,30178123.331615604,30178123.331615604,30178123.331615604,30178123.331615604,30178123.331615604,30178123.331615604,30178123.331615604,30178123.331615604,30178123.331615604,30178123.331615604,30178123.331615604]
["SC_2072_A1","Coveñas 34.5","Solar FV",9.9,2025,2,0,0,0,0,0,0,0,0,0,0,0,30157695.127168581,30157695.127168581,30157695.127168581,30157695.127168581,30157695.127168581,30157695.127168581,30157695.127168581,30157695.127168581,30157695.127168581,30157695.127168581,30157695.127168581]
["SC_1918_A1","Chinu 110","Solar FV",40,2025,2,0,0,1,1,1,1,1,1,1,1,1,30125677.581016757,30125677.581016757,30125677.581016757,30125677.581016757,30125677.581016757,30125677.581016757,30125677.581016757,30125677.581016757,30125677.581016757,30125677.581016757,30125677.581016757]
["SC_836_A1","Tierra Alta 34.5","Solar FV",19.899999999999999,2025,2,0,0,0,0,0,0,0,0,0,0,0,30116185.59901464,30116185.59901464,30116185.59901464,30116185.59901464,30116185.59901464,30116185.59901464,30116185.59901464,30116185.59901464,30116185.59901464,30116185.59901464,30116185.59901464]
["SC_1970_A2","Nva Monteria 110","Solar FV",99,2026,2,0,0,0,0,0,0,0,0,0,0,0,30112441.944554701,30112441.944554701,30112441.944554701,30112441.944554701,30112441.944554701,30112441.944554701,30112441.944554701,30112441.944554701,30112441.944554701,30112441.944554701,30112441.944554701]
["SC_1918_A2","Boston 110","Solar FV",40,2025,2,0,0,0,0,0,0,0,0,0,0,0,30111634.011720791,30111634.011720791,30111634.011720791,30111634.011720791,30111634.011720791,30111634.011720791,30111634.011720791,30111634.011720791,30111634.011720791,30111634.011720791,30111634.011720791]
["SC_836_A2","Tierralta 110","Solar FV",19.899999999999999,2025,2,0,0,0,0,0,0,0,0,0,0,0,30106082.84617544,30106082.84617544,30106082.84617544,30106082.84617544,30106082.84617544,30106082.84617544,30106082.84617544,30106082.84617544,30106082.84617544,30106082.84617544,30106082.84617544]
["SC_483_A1","Nva Monteria 110","Solar FV",39.9,2025,2,0,0,0,0,0,0,0,0,0,0,0,30083741.990008801,30083741.990008801,30083741.990008801,30083741.990008801,30083741.990008801,30083741.990008801,30083741.990008801,30083741.990008801,30083741.990008801,30083741.990008801,30083741.990008801]
["SC_1942_A2","Cerromatoso 500","Solar FV",135,2025,2,0,0,0,0,0,0,0,0,0,0,0,30075152.486990631,30075152.486990631,30075152.486990631,30075152.486990631,30075152.486990631,30075152.486990631,30075152.486990631,30075152.486990631,30075152.486990631,30075152.486990631,30075152.486990631]
["SC_1396_A1","San Marcos 110","Solar FV",19.899999999999999,2026,2,0,0,0,0,0,0,0,0,0,0,0,30068275.602996863,30068275.602996863,30068275.602996863,30068275.602996863,30068275.602996863,30068275.602996863,30068275.602996863,30068275.602996863,30068275.602996863,30068275.602996863,30068275.602996863]
["SC_1395_A1","San Marcos 110","Solar FV",19.899999999999999,2026,2,0,0,0,0,0,0,0,0,0,0,0,30068275.602996863,30068275.602996863,30068275.602996863,30068275.602996863,30068275.602996863,30068275.602996863,30068275.602996863,30068275.602996863,30068275.602996863,30068275.602996863,30068275.602996863]
["SC_782_A1","Sierra Flor 110","Solar FV",60,2026,2,0,0,0,0,0,0,0,0,0,0,0,30052262.456697602,30052262.456697602,30052262.456697602,30052262.456697602,30052262.456697602,30052262.456697602,30052262.456697602,30052262.456697602,30052262.456697602,30052262.456697602,30052262.456697602]
["SC_828_A1","Chinu Planta 110","Solar FV",60,2026,2,0,0,0,0,0,0,0,0,0,0,0,30052262.016830601,30052262.016830601,30052262.016830601,30052262.016830601,30052262.016830601,30052262.016830601,30052262.016830601,30052262.016830601,30052262.016830601,30052262.016830601,30052262.016830601]
["SC_828_A2","Chinu 110","Solar FV",60,2026,2,0,0,0,0,0,0,0,0,0,0,0,30052262.016830601,30052262.016830601,30052262.016830601,30052262.016830601,30052262.016830601,30052262.016830601,30052262.016830601,30052262.016830601,30052262.016830601,30052262.016830601,30052262.016830601]
["SC_782_A2","Toluviejo 110","Solar FV",60,2026,2,0,0,0,0,0,0,0,0,0,0,0,30052260.587923981,30052260.587923981,30052260.587923981,30052260.587923981,30052260.587923981,30052260.587923981,30052260.587923981,30052260.587923981,30052260.587923981,30052260.587923981,30052260.587923981]
["SC_978_A1","Boston 110","Solar FV",99.9,2026,2,0,0,0,0,0,0,0,0,0,0,0,30052142.140651952,30052142.140651952,30052142.140651952,30052142.140651952,30052142.140651952,30052142.140651952,30052142.140651952,30052142.140651952,30052142.140651952,30052142.140651952,30052142.140651952]
["SC_1897_A2","Boston 110","Solar FV",90,2026,2,0,0,0,0,0,0,0,0,0,0,0,30025348.268265277,30025348.268265277,30025348.268265277,30025348.268265277,30025348.268265277,30025348.268265277,30025348.268265277,30025348.268265277,30025348.268265277,30025348.268265277,30025348.268265277]
["SC_1926_A1","Tierra Alta 34.5","Solar FV",9.9,2024,2,0,0,0,0,0,0,0,0,0,0,0,30022497.960335571,30022497.960335571,30022497.960335571,30022497.960335571,30022497.960335571,30022497.960335571,30022497.960335571,30022497.960335571,30022497.960335571,30022497.960335571,30022497.960335571]
["SC_1897_A1","Sierra Flor 110","Solar FV",90,2026,2,0,0,0,0,0,0,0,0,0,0,0,30020830.537425131,30020830.537425131,30020830.537425131,30020830.537425131,30020830.537425131,30020830.537425131,30020830.537425131,30020830.537425131,30020830.537425131,30020830.537425131,30020830.537425131]
["SC_2325_A1","San Marcos 110","Solar FV",99.9,2026,2,0,0,0,0,0,0,0,0,0,0,0,30017028.59484712,30017028.59484712,30017028.59484712,30017028.59484712,30017028.59484712,30017028.59484712,30017028.59484712,30017028.59484712,30017028.59484712,30017028.59484712,30017028.59484712]
["SC_2012_A1","Magangue 110","Solar FV",50,2026,2,0,0,0,0,0,0,0,0,0,0,0,30013137.301828265,30013137.301828265,30013137.301828265,30013137.301828265,30013137.301828265,30013137.301828265,30013137.301828265,30013137.301828265,30013137.301828265,30013137.301828265,30013137.301828265]
["SC_2325_A2","Since 110","Solar FV",99.9,2026,2,0,0,0,0,0,0,0,0,0,0,0,30012762.467072159,30012762.467072159,30012762.467072159,30012762.467072159,30012762.467072159,30012762.467072159,30012762.467072159,30012762.467072159,30012762.467072159,30012762.467072159,30012762.467072159]
["SC_2012_A2","Since 110","Solar FV",50,2026,2,0,0,0,0,0,0,0,0,0,0,0,30009540.794109121,30009540.794109121,30009540.794109121,30009540.794109121,30009540.794109121,30009540.794109121,30009540.794109121,30009540.794109121,30009540.794109121,30009540.794109121,30009540.794109121]
["SC_1762_A1","Cerete 34.5","Solar FV",19.899999999999999,2026,2,0,0,0,0,0,0,0,0,0,0,0,30008324.594040923,30008324.594040923,30008324.594040923,30008324.594040923,30008324.594040923,30008324.594040923,30008324.594040923,30008324.594040923,30008324.594040923,30008324.594040923,30008324.594040923]
["SC_1762_A2","Cerete 110","Solar FV",19.899999999999999,2026,2,0,0,0,0,0,0,0,0,0,0,0,30007714.899338905,30007714.899338905,30007714.899338905,30007714.899338905,30007714.899338905,30007714.899338905,30007714.899338905,30007714.899338905,30007714.899338905,30007714.899338905,30007714.899338905]
["SC_1715_A2","Sierra Flor 110","Solar FV",41,2026,2,0,0,0,0,0,0,0,0,0,0,0,30007687.555477299,30007687.555477299,30007687.555477299,30007687.555477299,30007687.555477299,30007687.555477299,30007687.555477299,30007687.555477299,30007687.555477299,30007687.555477299,30007687.555477299]
["SC_942_A2","Sierra Flor 110","Solar FV",60,2026,2,0,0,0,0,0,0,0,0,0,0,0,30004609.523647737,30004609.523647737,30004609.523647737,30004609.523647737,30004609.523647737,30004609.523647737,30004609.523647737,30004609.523647737,30004609.523647737,30004609.523647737,30004609.523647737]
["SC_942_A1","Nva Toluviejo 110","Solar FV",60,2026,2,0,0,0,0,1,1,1,1,1,1,1,29998760.438520383,29998760.438520383,29998760.438520383,29998760.438520383,29998760.438520383,29998760.438520383,29998760.438520383,29998760.438520383,29998760.438520383,29998760.438520383,29998760.438520383]
["SC_2104_A2","Chinu 500","Solar FV",300,2026,2,0,0,0,1,1,1,1,1,1,1,1,29997713.96055375,29997713.96055375,29997713.96055375,29997713.96055375,29997713.96055375,29997713.96055375,29997713.96055375,29997713.96055375,29997713.96055375,29997713.96055375,29997713.96055375]
["SC_454_A2","Chinu 500","Solar FV",300,2026,2,0,0,0,0,0,0,0,0,0,0,0,29997078.436483853,29997078.436483853,29997078.436483853,29997078.436483853,29997078.436483853,29997078.436483853,29997078.436483853,29997078.436483853,29997078.436483853,29997078.436483853,29997078.436483853]
["SC_1949_A2","Cerromatoso 110","Solar FV",19.899999999999999,2026,2,0,0,0,1,1,1,1,1,1,1,1,29996993.946902104,29996993.946902104,29996993.946902104,29996993.946902104,29996993.946902104,29996993.946902104,29996993.946902104,29996993.946902104,29996993.946902104,29996993.946902104,29996993.946902104]
["SC_454_A1","Chinu 220","Solar FV",300,2026,2,0,0,0,0,0,0,0,0,0,0,0,29995176.976956695,29995176.976956695,29995176.976956695,29995176.976956695,29995176.976956695,29995176.976956695,29995176.976956695,29995176.976956695,29995176.976956695,29995176.976956695,29995176.976956695]
["SC_2104_A1","Sahagun 500 kV","Solar FV",300,2026,2,0,0,0,0,0,0,0,0,0,0,0,29993225.730479538,29993225.730479538,29993225.730479538,29993225.730479538,29993225.730479538,29993225.730479538,29993225.730479538,29993225.730479538,29993225.730479538,29993225.730479538,29993225.730479538]
["SC_1970_A1","Rio Sinu 110","Solar FV",99,2026,2,0,0,0,0,0,0,0,0,0,0,0,29992002.743692592,29992002.743692592,29992002.743692592,29992002.743692592,29992002.743692592,29992002.743692592,29992002.743692592,29992002.743692592,29992002.743692592,29992002.743692592,29992002.743692592]
["SC_2135_A1","Sierra Flor 110","Solar FV",99.9,2026,2,0,0,0,0,0,0,0,0,0,0,0,29989485.652260307,29989485.652260307,29989485.652260307,29989485.652260307,29989485.652260307,29989485.652260307,29989485.652260307,29989485.652260307,29989485.652260307,29989485.652260307,29989485.652260307]
["SC_1784_A1","Sierra Flor 13.8","Solar FV",9.9,2026,2,0,0,0,0,0,0,0,0,0,0,0,29976596.31327004,29976596.31327004,29976596.31327004,29976596.31327004,29976596.31327004,29976596.31327004,29976596.31327004,29976596.31327004,29976596.31327004,29976596.31327004,29976596.31327004]
["SC_2135_A2","Nva Toluviejo 110","Solar FV",99.9,2026,2,0,0,0,0,0,0,0,0,0,0,0,29975402.877525393,29975402.877525393,29975402.877525393,29975402.877525393,29975402.877525393,29975402.877525393,29975402.877525393,29975402.877525393,29975402.877525393,29975402.877525393,29975402.877525393]
["SC_1784_A2","Sierra Flor 34.5","Solar FV",9.9,2026,2,0,0,0,0,0,0,0,0,0,0,0,29974537.349997669,29974537.349997669,29974537.349997669,29974537.349997669,29974537.349997669,29974537.349997669,29974537.349997669,29974537.349997669,29974537.349997669,29974537.349997669,29974537.349997669]
["SC_1926_A2","Valencia 34.5","Solar FV",9.9,2024,2,0,0,0,0,0,0,0,0,0,0,0,29973083.709405482,29973083.709405482,29973083.709405482,29973083.709405482,29973083.709405482,29973083.709405482,29973083.709405482,29973083.709405482,29973083.709405482,29973083.709405482,29973083.709405482]
["SC_1715_A1","Toluviejo 110","Solar FV",41,2026,2,0,0,0,0,0,0,0,0,0,0,0,29972569.045635127,29972569.045635127,29972569.045635127,29972569.045635127,29972569.045635127,29972569.045635127,29972569.045635127,29972569.045635127,29972569.045635127,29972569.045635127,29972569.045635127]
["SC_1807_A2","Rio Sinu 110","Solar FV",49.9,2025,2,0,0,0,0,0,0,0,0,0,0,0,29966822.045729447,29966822.045729447,29966822.045729447,29966822.045729447,29966822.045729447,29966822.045729447,29966822.045729447,29966822.045729447,29966822.045729447,29966822.045729447,29966822.045729447]
["SC_1179_A2","Chinu 110","Solar FV",90,2026,2,0,0,0,0,0,0,0,0,0,0,0,29960012.416565094,29960012.416565094,29960012.416565094,29960012.416565094,29960012.416565094,29960012.416565094,29960012.416565094,29960012.416565094,29960012.416565094,29960012.416565094,29960012.416565094]
["SC_1179_A1","Chinu 220","Solar FV",90,2026,2,0,0,0,0,0,0,0,0,0,0,0,29953783.171169192,29953783.171169192,29953783.171169192,29953783.171169192,29953783.171169192,29953783.171169192,29953783.171169192,29953783.171169192,29953783.171169192,29953783.171169192,29953783.171169192]
["SC_1807_A1","Nva Monteria 110","Solar FV",49.9,2025,2,0,0,0,0,0,0,0,0,0,0,0,29948811.201435111,29948811.201435111,29948811.201435111,29948811.201435111,29948811.201435111,29948811.201435111,29948811.201435111,29948811.201435111,29948811.201435111,29948811.201435111,29948811.201435111]
["SC_1887_A1","Boston 110","Solar FV",100,2026,2,0,0,0,0,0,0,0,0,0,0,0,29927042.83069174,29927042.83069174,29927042.83069174,29927042.83069174,29927042.83069174,29927042.83069174,29927042.83069174,29927042.83069174,29927042.83069174,29927042.83069174,29927042.83069174]
["SC_2031_A1","Coveñas 110","Solar FV",70,2026,2,0,0,0,0,0,0,0,0,0,0,0,29925037.974086218,29925037.974086218,29925037.974086218,29925037.974086218,29925037.974086218,29925037.974086218,29925037.974086218,29925037.974086218,29925037.974086218,29925037.974086218,29925037.974086218]
["SC_1887_A2","Sierra Flor 110","Solar FV",100,2026,2,0,0,0,0,0,0,0,0,0,0,0,29924741.806208961,29924741.806208961,29924741.806208961,29924741.806208961,29924741.806208961,29924741.806208961,29924741.806208961,29924741.806208961,29924741.806208961,29924741.806208961,29924741.806208961]
["SC_2136_A2","Toluviejo 110","Solar FV",40,2026,2,0,0,0,0,0,0,0,0,0,0,0,29923301.2990878,29923301.2990878,29923301.2990878,29923301.2990878,29923301.2990878,29923301.2990878,29923301.2990878,29923301.2990878,29923301.2990878,29923301.2990878,29923301.2990878]
["SC_2185_A2","Toluviejo 110","Solar FV",40,2026,2,0,0,0,0,0,0,0,0,0,0,0,29923301.2990878,29923301.2990878,29923301.2990878,29923301.2990878,29923301.2990878,29923301.2990878,29923301.2990878,29923301.2990878,29923301.2990878,29923301.2990878,29923301.2990878]
["SC_2180_A2","Toluviejo 110","Solar FV",40,2026,2,0,0,0,1,1,1,1,1,1,1,1,29923301.2990878,29923301.2990878,29923301.2990878,29923301.2990878,29923301.2990878,29923301.2990878,29923301.2990878,29923301.2990878,29923301.2990878,29923301.2990878,29923301.2990878]
["SC_2107_A1","Chinu 220","Solar FV",175,2026,2,0,0,0,0,0,0,0,0,0,0,0,29919537.432868704,29919537.432868704,29919537.432868704,29919537.432868704,29919537.432868704,29919537.432868704,29919537.432868704,29919537.432868704,29919537.432868704,29919537.432868704,29919537.432868704]
["SC_1634_A1","Boston 110","Solar FV",99.9,2026,2,0,0,0,0,0,0,0,0,0,0,0,29911564.494911261,29911564.494911261,29911564.494911261,29911564.494911261,29911564.494911261,29911564.494911261,29911564.494911261,29911564.494911261,29911564.494911261,29911564.494911261,29911564.494911261]
["SC_1949_A1","Planeta 110","Solar FV",19.899999999999999,2026,2,0,0,0,0,0,0,0,0,0,0,0,29908224.099267315,29908224.099267315,29908224.099267315,29908224.099267315,29908224.099267315,29908224.099267315,29908224.099267315,29908224.099267315,29908224.099267315,29908224.099267315,29908224.099267315]
["SC_2107_A2","Monteria 220","Solar FV",175,2026,2,0,0,0,0,0,0,0,0,0,0,0,29885833.017672159,29885833.017672159,29885833.017672159,29885833.017672159,29885833.017672159,29885833.017672159,29885833.017672159,29885833.017672159,29885833.017672159,29885833.017672159,29885833.017672159]
["SC_2136_A1","San Marcos 110","Solar FV",40,2026,2,0,0,0,0,0,0,0,0,0,0,0,29873709.159928173,29873709.159928173,29873709.159928173,29873709.159928173,29873709.159928173,29873709.159928173,29873709.159928173,29873709.159928173,29873709.159928173,29873709.159928173,29873709.159928173]
["SC_2185_A1","San Marcos 110","Solar FV",40,2026,2,0,0,0,0,0,0,0,0,0,0,0,29873709.159928173,29873709.159928173,29873709.159928173,29873709.159928173,29873709.159928173,29873709.159928173,29873709.159928173,29873709.159928173,29873709.159928173,29873709.159928173,29873709.159928173]
["SC_981_A1","San Marcos 110","Solar FV",40,2026,2,0,0,0,0,0,0,0,0,0,0,0,29873709.159928173,29873709.159928173,29873709.159928173,29873709.159928173,29873709.159928173,29873709.159928173,29873709.159928173,29873709.159928173,29873709.159928173,29873709.159928173,29873709.159928173]
["SC_2180_A1","San Marcos 110","Solar FV",40,2026,2,0,0,0,0,0,0,0,0,0,0,0,29873709.159928173,29873709.159928173,29873709.159928173,29873709.159928173,29873709.159928173,29873709.159928173,29873709.159928173,29873709.159928173,29873709.159928173,29873709.159928173,29873709.159928173]
["SC_981_A2","Toluviejo 110","Solar FV",40,2026,2,0,0,0,0,0,0,0,0,0,0,0,29856919.286759906,29856919.286759906,29856919.286759906,29856919.286759906,29856919.286759906,29856919.286759906,29856919.286759906,29856919.286759906,29856919.286759906,29856919.286759906,29856919.286759906]
["SC_1269_A1","Centro Alegre 34.5","Solar FV",4,2023,2,0,0,0,0,0,0,0,0,0,0,0,29848163.48311691,29848163.48311691,29848163.48311691,29848163.48311691,29848163.48311691,29848163.48311691,29848163.48311691,29848163.48311691,29848163.48311691,29848163.48311691,29848163.48311691]
["SC_1813_A2","Mompox 34.5","Solar FV",19.899999999999999,2025,2,0,0,0,0,0,0,0,0,0,0,0,29834897.62311063,29834897.62311063,29834897.62311063,29834897.62311063,29834897.62311063,29834897.62311063,29834897.62311063,29834897.62311063,29834897.62311063,29834897.62311063,29834897.62311063]
["SC_632_A2","Sierra Flor 110","Solar FV",19.899999999999999,2026,2,0,0,0,0,0,0,0,0,0,0,0,29825101.356918268,29825101.356918268,29825101.356918268,29825101.356918268,29825101.356918268,29825101.356918268,29825101.356918268,29825101.356918268,29825101.356918268,29825101.356918268,29825101.356918268]
["SC_1813_A1","Mompox 110","Solar FV",19.899999999999999,2025,2,0,0,0,0,0,0,0,0,0,0,0,29820632.536101677,29820632.536101677,29820632.536101677,29820632.536101677,29820632.536101677,29820632.536101677,29820632.536101677,29820632.536101677,29820632.536101677,29820632.536101677,29820632.536101677]
["SC_1821_A2","Nva Monteria 110","Solar FV",70,2027,2,0,0,0,0,0,0,0,0,0,0,0,29811927.615078531,29811927.615078531,29811927.615078531,29811927.615078531,29811927.615078531,29811927.615078531,29811927.615078531,29811927.615078531,29811927.615078531,29811927.615078531,29811927.615078531]
["SC_632_A1","Toluviejo 110","Solar FV",19.899999999999999,2026,2,0,0,0,0,0,0,0,0,0,0,0,29802932.829380404,29802932.829380404,29802932.829380404,29802932.829380404,29802932.829380404,29802932.829380404,29802932.829380404,29802932.829380404,29802932.829380404,29802932.829380404,29802932.829380404]
["SC_1598_A2","Chinu 500","Solar FV",150,2026,2,0,0,0,1,1,1,1,1,1,1,1,29789801.224445365,29789801.224445365,29789801.224445365,29789801.224445365,29789801.224445365,29789801.224445365,29789801.224445365,29789801.224445365,29789801.224445365,29789801.224445365,29789801.224445365]
["SC_1598_A1","Chinu 220","Solar FV",150,2026,2,0,0,0,0,0,0,0,0,0,0,0,29782326.129970282,29782326.129970282,29782326.129970282,29782326.129970282,29782326.129970282,29782326.129970282,29782326.129970282,29782326.129970282,29782326.129970282,29782326.129970282,29782326.129970282]
["SC_1359_A2","Chinu 500","Solar FV",250,2027,2,0,0,0,0,0,0,0,0,0,0,0,29730055.850686856,29730055.850686856,29730055.850686856,29730055.850686856,29730055.850686856,29730055.850686856,29730055.850686856,29730055.850686856,29730055.850686856,29730055.850686856,29730055.850686856]
["SC_1359_A1","Sahagun 500 kV","Solar FV",250,2027,2,0,0,0,0,1,1,1,1,1,1,1,29730018.004662238,29730018.004662238,29730018.004662238,29730018.004662238,29730018.004662238,29730018.004662238,29730018.004662238,29730018.004662238,29730018.004662238,29730018.004662238,29730018.004662238]
["SC_408_A1","San Marcos 110","Solar FV",40,2025,2,0,0,0,0,0,0,0,0,0,0,0,29702804.718074843,29702804.718074843,29702804.718074843,29702804.718074843,29702804.718074843,29702804.718074843,29702804.718074843,29702804.718074843,29702804.718074843,29702804.718074843,29702804.718074843]
["SC_1859_A2","Nva Monteria 110","Solar FV",99,2027,2,0,0,0,0,0,0,0,0,0,0,0,29677947.226755366,29677947.226755366,29677947.226755366,29677947.226755366,29677947.226755366,29677947.226755366,29677947.226755366,29677947.226755366,29677947.226755366,29677947.226755366,29677947.226755366]
["SC_1859_A1","Rio Sinu 110","Solar FV",99,2027,2,0,0,0,0,0,0,0,0,0,0,0,29674334.651678495,29674334.651678495,29674334.651678495,29674334.651678495,29674334.651678495,29674334.651678495,29674334.651678495,29674334.651678495,29674334.651678495,29674334.651678495,29674334.651678495]
["SC_2067_A2","Nva Monteria 110","Solar FV",70,2027,2,0,0,0,0,0,0,0,0,0,0,0,29668001.210934088,29668001.210934088,29668001.210934088,29668001.210934088,29668001.210934088,29668001.210934088,29668001.210934088,29668001.210934088,29668001.210934088,29668001.210934088,29668001.210934088]
["SC_1821_A1","Tierralta 110","Solar FV",70,2027,2,0,0,0,0,0,0,0,0,0,0,0,29660858.449609913,29660858.449609913,29660858.449609913,29660858.449609913,29660858.449609913,29660858.449609913,29660858.449609913,29660858.449609913,29660858.449609913,29660858.449609913,29660858.449609913]
["SC_2067_A1","Tierralta 110","Solar FV",70,2027,2,0,0,0,0,0,0,0,0,0,0,0,29660858.044116795,29660858.044116795,29660858.044116795,29660858.044116795,29660858.044116795,29660858.044116795,29660858.044116795,29660858.044116795,29660858.044116795,29660858.044116795,29660858.044116795]
["SC_1873_A1","Chinu 220","Solar FV",99.9,2026,2,0,0,0,0,0,0,0,0,0,0,0,29659546.358470891,29659546.358470891,29659546.358470891,29659546.358470891,29659546.358470891,29659546.358470891,29659546.358470891,29659546.358470891,29659546.358470891,29659546.358470891,29659546.358470891]
["SC_1923_A2","Chinu 500","Solar FV",50,2027,2,0,0,0,0,0,0,0,0,0,0,0,29638430.625094444,29638430.625094444,29638430.625094444,29638430.625094444,29638430.625094444,29638430.625094444,29638430.625094444,29638430.625094444,29638430.625094444,29638430.625094444,29638430.625094444]
["SC_1937_A2","Chinu 500","Solar FV",50,2027,2,0,0,0,0,0,0,0,0,0,0,0,29638430.625094444,29638430.625094444,29638430.625094444,29638430.625094444,29638430.625094444,29638430.625094444,29638430.625094444,29638430.625094444,29638430.625094444,29638430.625094444,29638430.625094444]
["SC_1937_A1","Chinu 220","Solar FV",50,2027,2,0,0,0,0,1,1,1,1,1,1,1,29637295.244355999,29637295.244355999,29637295.244355999,29637295.244355999,29637295.244355999,29637295.244355999,29637295.244355999,29637295.244355999,29637295.244355999,29637295.244355999,29637295.244355999]
["SC_1923_A1","Chinu 220","Solar FV",50,2027,2,0,0,0,0,1,1,1,1,1,1,1,29637295.244355999,29637295.244355999,29637295.244355999,29637295.244355999,29637295.244355999,29637295.244355999,29637295.244355999,29637295.244355999,29637295.244355999,29637295.244355999,29637295.244355999]
["SC_1835_A1","Coveñas 110","Solar FV",50,2027,2,0,0,0,0,0,0,0,0,0,0,0,29623102.985125452,29623102.985125452,29623102.985125452,29623102.985125452,29623102.985125452,29623102.985125452,29623102.985125452,29623102.985125452,29623102.985125452,29623102.985125452,29623102.985125452]
["SC_1810_A1","Coveñas 110","Solar FV",50,2027,2,0,0,0,0,0,0,0,0,0,0,0,29623102.985125452,29623102.985125452,29623102.985125452,29623102.985125452,29623102.985125452,29623102.985125452,29623102.985125452,29623102.985125452,29623102.985125452,29623102.985125452,29623102.985125452]
["SC_586_A1","Sierra Flor 110","Solar FV",60,2027,2,0,0,0,0,0,0,0,0,0,0,0,29615236.531217501,29615236.531217501,29615236.531217501,29615236.531217501,29615236.531217501,29615236.531217501,29615236.531217501,29615236.531217501,29615236.531217501,29615236.531217501,29615236.531217501]
["SC_586_A2","Nva Toluviejo 110","Solar FV",60,2027,2,0,0,0,0,0,0,0,0,0,0,0,29614309.618997976,29614309.618997976,29614309.618997976,29614309.618997976,29614309.618997976,29614309.618997976,29614309.618997976,29614309.618997976,29614309.618997976,29614309.618997976,29614309.618997976]
["SC_713_A1","Sahagun 500 kV","Solar FV",300,2027,2,0,0,0,0,0,0,0,0,0,0,0,29611559.947617941,29611559.947617941,29611559.947617941,29611559.947617941,29611559.947617941,29611559.947617941,29611559.947617941,29611559.947617941,29611559.947617941,29611559.947617941,29611559.947617941]
["SC_1835_A2","Nva Toluviejo 110","Solar FV",50,2027,2,0,0,0,0,0,0,0,0,0,0,0,29601152.290848874,29601152.290848874,29601152.290848874,29601152.290848874,29601152.290848874,29601152.290848874,29601152.290848874,29601152.290848874,29601152.290848874,29601152.290848874,29601152.290848874]
["SC_1810_A2","Nva Toluviejo 110","Solar FV",50,2027,2,0,0,0,0,0,0,0,0,0,0,0,29601152.290848874,29601152.290848874,29601152.290848874,29601152.290848874,29601152.290848874,29601152.290848874,29601152.290848874,29601152.290848874,29601152.290848874,29601152.290848874,29601152.290848874]
["SC_1268_A2","Ayapel 13.8","Solar FV",7,2024,2,0,0,0,0,0,0,0,0,0,0,0,29523839.484550055,29523839.484550055,29523839.484550055,29523839.484550055,29523839.484550055,29523839.484550055,29523839.484550055,29523839.484550055,29523839.484550055,29523839.484550055,29523839.484550055]
["SC_1268_A1","Ayapel 34.5","Solar FV",7,2024,2,0,0,0,0,0,0,0,0,0,0,0,29523461.723095071,29523461.723095071,29523461.723095071,29523461.723095071,29523461.723095071,29523461.723095071,29523461.723095071,29523461.723095071,29523461.723095071,29523461.723095071,29523461.723095071]
["SC_1873_A2","Toluviejo 220","Solar FV",99.9,2026,2,0,0,0,0,0,0,0,0,0,0,0,29497965.04835451,29497965.04835451,29497965.04835451,29497965.04835451,29497965.04835451,29497965.04835451,29497965.04835451,29497965.04835451,29497965.04835451,29497965.04835451,29497965.04835451]
["SC_1206_A1","Cerromatoso 500","Solar FV",300,2028,2,0,0,0,0,0,1,1,1,1,1,1,29369737.504404616,29369737.504404616,29369737.504404616,29369737.504404616,29369737.504404616,29369737.504404616,29369737.504404616,29369737.504404616,29369737.504404616,29369737.504404616,29369737.504404616]
["SC_1782_A2","Toluviejo 220","Solar FV",112,2027,2,0,0,0,0,0,0,0,0,0,0,0,29339166.31112913,29339166.31112913,29339166.31112913,29339166.31112913,29339166.31112913,29339166.31112913,29339166.31112913,29339166.31112913,29339166.31112913,29339166.31112913,29339166.31112913]
["SC_1206_A2","Sahagun 500 kV","Solar FV",300,2028,2,0,0,0,0,0,0,0,0,0,0,0,29330441.505382251,29330441.505382251,29330441.505382251,29330441.505382251,29330441.505382251,29330441.505382251,29330441.505382251,29330441.505382251,29330441.505382251,29330441.505382251,29330441.505382251]
["SC_1782_A1","Nva Toluviejo 110","Solar FV",112,2027,2,0,0,0,0,0,0,0,0,0,0,0,29324149.802652672,29324149.802652672,29324149.802652672,29324149.802652672,29324149.802652672,29324149.802652672,29324149.802652672,29324149.802652672,29324149.802652672,29324149.802652672,29324149.802652672]
["SC_630_A1","Sierra Flor 110","Solar FV",99.9,2026,2,0,0,0,1,1,1,1,1,1,1,1,29224039.196931783,29224039.196931783,29224039.196931783,29224039.196931783,29224039.196931783,29224039.196931783,29224039.196931783,29224039.196931783,29224039.196931783,29224039.196931783,29224039.196931783]
["SC_2165_A1","Ure 34.5","Solar FV",0,2023,2,0,0,0,0,0,0,0,0,0,0,0,27002605.759185851,27002605.759185851,27002605.759185851,27002605.759185851,27002605.759185851,27002605.759185851,27002605.759185851,27002605.759185851,27002605.759185851,27002605.759185851,27002605.759185851]
["SC_1825_A1","Sahagun 500 kV","Termica - Ciclo combinado",200,2026,2,0,0,0,1,1,1,1,1,1,1,1,26366428.529886335,26366428.529886335,26366428.529886335,26366428.529886335,26366428.529886335,26366428.529886335,26366428.529886335,26366428.529886335,26366428.529886335,26366428.529886335,26366428.529886335]
["SC_692_A1","El Viajano 34.5","Termica - Ciclo abierto",9.9,2024,2,0,1,1,1,1,1,1,1,1,1,1,25882326.666191705,25882326.666191705,25882326.666191705,25882326.666191705,25882326.666191705,25882326.666191705,25882326.666191705,25882326.666191705,25882326.666191705,25882326.666191705,25882326.666191705]

{"sheet":"RESUMEN","index":11,"n_rows":5,"n_cols":13,"rows_kept":5,"cut":false,"hidden":false,"merged":[]}
[null,null,"capacidad aprobada","capacidad aprobada","capacidad aprobada","capacidad aprobada","capacidad aprobada","capacidad aprobada","capacidad aprobada","capacidad aprobada","capacidad aprobada","capacidad aprobada","capacidad aprobada"]
["tipo","Fila",2023,2024,2025,2026,2027,2028,2029,2030,2031,2032,2033]
["Solar FV",2,0,0,178.4,788.19999999999993,1228,1528.0000000000002,1547.9000000000003,1547.9000000000003,1547.9000000000003,1547.9000000000003,1567.8000000000002]
["Termica - Ciclo abierto",2,0,9.9,9.9,9.9,9.9,9.9,9.9,9.9,9.9,9.9,9.9]
["Termica - Ciclo combinado",2,0,0,0,200,200,200,200,200,200,200,200]

{"sheet":"RESUMEN %","index":12,"n_rows":5,"n_cols":13,"rows_kept":5,"cut":false,"hidden":true,"merged":[]}
[null,null,"capacidad aprobada","capacidad aprobada","capacidad aprobada","capacidad aprobada","capacidad aprobada","capacidad aprobada","capacidad aprobada","capacidad aprobada","capacidad aprobada","capacidad aprobada","capacidad aprobada"]
["tipo","Fila",2023,2024,2025,2026,2027,2028,2029,2030,2031,2032,2033]
["Solar FV",2,0,0,178.4,788.19999999999993,1228,1528.0000000000002,1547.9000000000003,1547.9000000000003,1547.9000000000003,1547.9000000000003,1567.8000000000002]
["Termica - Ciclo abierto",2,0,9.9,9.9,9.9,9.9,9.9,9.9,9.9,9.9,9.9,9.9]
["Termica - Ciclo combinado",2,0,0,0,200,200,200,200,200,200,200,200]

{"sheet":"EXPANSION","index":13,"n_rows":0,"n_cols":0,"rows_kept":0,"cut":false,"hidden":true,"merged":[]}

{"sheet":"BENEFICIO","index":14,"n_rows":2,"n_cols":12,"rows_kept":2,"cut":false,"hidden":true,"merged":[]}
["fila",2023,2024,2025,2026,2027,2028,2029,2030,2031,2032,2033]
[2,387145.91886507609,387145.91886507609,387145.91886507609,387145.91886507609,387145.91886507609,387145.91886507609,387145.91886507609,387145.91886507609,387145.91886507609,387145.91886507609,387145.91886507609]

{"sheet":"INTERCAMBIO","index":15,"n_rows":2,"n_cols":13,"rows_kept":2,"cut":false,"hidden":true,"merged":[]}
["area","fila",2023,2024,2025,2026,2027,2028,2029,2030,2031,2032,2033]
["Cordoba-Sucre",2,-100,-100,-100,-100,-100,-100,-100,-100,-100,-100,-100]

{"sheet":"PORCENTAJE BARRAS","index":16,"n_rows":55,"n_cols":13,"rows_kept":55,"cut":false,"hidden":false,"merged":[]}
["barra","fila",2023,2024,2025,2026,2027,2028,2029,2030,2031,2032,2033]
["Apartado 110",2,0,0,0,0,0,0,0,0,0,0,0]
["Ayapel 13.8",2,0,0,0,0,0,0,0,0,0,0,0]
["Boston 34.5",2,0,0,0,0,0,0,0,0,0,0,0]
["Caucasia 110",2,0,0,0,0,0,0,0,0,0,0,0]
["Centro Alegre 34.5",2,0,0,0,0,0,0,0,0,0,0,0]
["Cerete 110",2,0,0,0.78859687058794192,0.39614057091700178,0.70424990385244768,0.70424990385244768,0.46694106695309701,0.3460869565217391,0.41354517420428871,0.38832679008761545,0.36600731079289123]
["Cerete 34.5",2,0,0,0,0,0,0,0.43080955029998841,0.43080955029998841,0.43080955029998841,0.45177960716007143,0.45177960716007143]
["Cerromatoso 110",2,0,0,0,8.678705281090289E-2,8.4875217067504283E-2,8.4484245439469308E-2,8.3789473684210525E-2,8.2701298701298692E-2,8.2701298701298692E-2,8.1641025641025641E-2,8.0607594936708854E-2]
["Cerromatoso 220",2,0,0,0,0,0,0,0,0,0,0,0]
["Cerromatoso 500",2,0,0,0,0,0,0.30011746179617271,0.30011746179617271,0.30011746179617271,0.30011746179617271,0.30011746179617271,0.30011746179617271]
["Chinu 110",2,0,0,0.1246774785274391,0.13217833264423223,0.11570777992730975,0.11548295579696738,0.1125893347993403,0.10876261285183218,0.10605903676851372,0.10265664160401003,0.10024473813020068]
["Chinu 220",2,0,0,0,0,0.8711688709735157,0.9366299842789767,0.85404503753127603,0.81076801266825016,0.77166541070082895,0.7350018584710738,0.7350018584710738]
["Chinu 500",2,0,0,9.9038941661912058E-2,0.54921453692848765,0.78448493411434572,0.6101205088963596,0.6101205088963596,0.54921491844912462,0.54921491844912462,0.54921491844912462,0.54919525527111535]
["Chinu Planta 110",2,0,0,0,0,0,0,0,0,0,0,0]
["Chinu Planta 34.5",2,0,0,0,0,0,0,0,0,0,0,0]
["Cienaga de Oro 34.5",2,0,0,0,0,0,0,0,0,0,0,0]
["Coveñas 110",2,0,0,0,0,0,0,0,0,0,0,0]
["Cuestecitas 500",2,0,0,0,0,0,0,0,0,0,0,0]
["El Viajano 34.5",2,0,0.54916385429915782,0.5648275156659549,0.56148882966672187,0.57379303178763674,0.57040135077254273,0.58101765457733012,0.59024015703093824,0.59960904841238183,0.60912665235543539,0.61879532937695014]
["La Mojana 110",2,0,0,0,0,0,0,0,0,0,0,0]
["Magangue 110",2,0,0,0,0,0,0,0,0,0,0,0]
["Magangue 34.5",2,0,0,0,0,0,0,0,0,0,0,0]
["Mompox 110",2,0,0,0,0,0,0,0,0,0,0,0]
["Mompox 34.5",2,0,0,0,0,0,0,0,0,0,0,0]
["Monteria 110",2,0,0,0,0,0,0,0,0,0,0,0]
["Nva Colonia 110",2,0,0,0,0,0,0,0,0,0,0,0]
["Nva Monteria 110",2,0,0,0,0,0,0,0,0,0,0,0]
["Nva Toluviejo 110",2,null,null,0,0,0.30476190476190479,0.33032258064516129,0.3304818123257669,0.3304818123257669,0.3304818123257669,0.32488961909020653,0.32488961909020653]
["Planeta 110",2,0,0,0,0,0,0,0,0,0,0,0]
["Planeta 34.5",2,0,0,0,0,0,0,0,0,0,0,0]
["Rio Sinu 110",2,0,0,0,0,0,0,0,0,0,0,0]
["Rio Sinu 13.8",2,0,0,0,0,0,0,0,0,0,0,0]
["Rio sinu 34.5",2,0,0,0,0,0,0,0,0,0,0,0]
["Sahagun 34.5",2,0,0,0,0,0,0,0,0,0,0,0]
["Sahagun 500 kV",2,0,0,0,0.2000783463227889,0.45017627922627501,0.45017627922627501,0.45017619420549276,0.45017619420549276,0.45017619420549276,0.45017619420549276,0.45017619420549276]
["San Bernardo 34.5",2,0,0,0,0,0,0,0,0,0,0,0]
["San Marcos 110",2,0,0,0.37709237855177391,0.37500230670319568,0.36603243919884132,0.3614269906766977,0.35684258886386966,0.3518128687168921,0.34692296631295244,0.34452863744909829,0.34216713152752287]
["San Marcos 34.5",2,0,0,0,0,0,0,0,0,0,0,0]
["Sierra Flor 110",2,0,0,0,0.51205912846267243,0.50398634294202727,0.50398634294202727,0.50343307086614175,0.50343307086614175,0.49950000000000006,0.48899426386233275,0.48899426386233275]
["Sierra Flor 13.8",2,0,0,0,0,0,0,0,0,0,0,0]
["Sierra Flor 34.5",2,0,0,0,0,0,0,0,0,0,0,0]
["Since 110",2,0,0,0,0,0,0,0,0,0,0,0]
["Tierra Alta 34.5",2,0,0,0,0,0,0,0,0,0,0,0]
["Tierralta 110",2,0,0,0,0,0,0,0,0,0,0,0.53262617579538973]
["Tolu 13.8",2,0,0,0,0,0.30050749621418749,0.29922077922077922,0.29607476635514018,0.29333333333333333,0.29333333333333333,0.29064220183486239,0.28800000000000003]
["Tolu 34.5",2,0,0,0,0,0,0,0,0,0,0,0]
["Toluviejo 110",2,0,0,0,0.2134423299658639,0.20277987794795907,0.22032756641637569,0.22080630047274602,0.22080630047274602,0.21706187626403245,0.21706187626403245,0.21706187626403245]
["Toluviejo 220",2,0,0,0,0,0.37808881475601813,0.37808881475601813,0.37808881475601813,0.37808881475601813,0.37808881475601813,0.37808881475601813,0.37808881475601813]
["Uraba 110",2,0,0,0,0,0,0,0,0,0,0,0]
["Uraba 220",2,0,0,0,0,0,0,0,0,0,0,0]
["Ure 34.5",2,0,0,0,0,0,0,0,0,0,0,0]
["Urra 110",2,0,0,0,0,0,0,0,0,0,0,0]
["Urra 220",2,0,0,0,0,0,0,0,0,0,0,0]
["Valencia 34.5",2,0,0,0,0,0,0,0,0,0,0,0]

{"sheet":"PORCENTAJE AREAS","index":17,"n_rows":2,"n_cols":13,"rows_kept":2,"cut":false,"hidden":true,"merged":[]}
["area","fila",2023,2024,2025,2026,2027,2028,2029,2030,2031,2032,2033]
["Cordoba-Sucre",2,-1.000001000001E-4,-1.000001000001E-4,-1.000001000001E-4,-1.000001000001E-4,-1.000001000001E-4,-1.000001000001E-4,-1.000001000001E-4,-1.000001000001E-4,-1.000001000001E-4,-1.000001000001E-4,-1.000001000001E-4]

{"sheet":"PORCENTAJE ZONAS","index":18,"n_rows":20,"n_cols":13,"rows_kept":20,"cut":false,"hidden":false,"merged":[]}
["zona","fila",2023,2024,2025,2026,2027,2028,2029,2030,2031,2032,2033]
["Zona1",2,0,0,0.37709237855177391,0.33877943601774346,0.32811179523347311,0.3614269906766977,0.35684258886386966,0.3518128687168921,0.34692296631295244,0.34452863744909829,0.34216713152752287]
["Zona10",2,0,0,0,0,0,0,0,0,0,0,0]
["Zona11",2,0,0,9.9038781429780509E-2,0.74929269245799135,0.99939133988233053,0.99939133988233053,0.99939115113619392,0.99939108111234143,0.99939108111234143,0.99939108111234143,0.9993553005753083]
["Zona12",2,0,0,0,0,0,0,0,0,0,0,0]
["Zona13",2,0,0,0.78859687058794192,0.39614057091700178,0.70424990385244768,0.6398409592646318,0.86161910059997682,0.6921739130434782,0.82709034840857742,0.7766535801752309,0.73201462158578245]
["Zona14",2,0,0,0,0,0,0.30011746179617271,0.30011746179617271,0.30011746179617271,0.30011746179617271,0.30011746179617271,0.30011746179617271]
["Zona15",2,0,0,0,0.21333333333333335,0.60783268414900737,0.66009462365591398,0.66041282163099091,0.66041282163099091,0.65064297410143723,0.64923775548192941,0.64923775548192941]
["Zona16",2,0,0,0,0,0,0,0,0,0,0,0]
["Zona17",2,0,0,0,0,0.8711688709735157,0.9366299842789767,0.85404503753127603,0.81076801266825016,0.77166541070082895,0.7350018584710738,0.7350018584710738]
["Zona18",2,0,0,0,0,0.30050749621418749,0.29922077922077922,0.29607476635514018,0.29333333333333333,0.29333333333333333,0.29064220183486239,0.28800000000000003]
["Zona19",2,0,0,0,0,0,0,0,0,0,0,0]
["Zona2",2,0,0,0,0,0,0,0,0,0,0,0]
["Zona3",2,0,0,0,8.678705281090289E-2,8.4875217067504283E-2,8.4484245439469308E-2,8.3789473684210525E-2,8.2701298701298692E-2,8.2701298701298692E-2,8.1641025641025641E-2,8.0607594936708854E-2]
["Zona4",2,0,0,0,0.45277200468363626,0.45267479791827692,0.46361474114654572,0.45858462120369742,0.45209920631152828,0.44579467000993289,0.44270788299463032,0.44859722539338587]
["Zona5",2,0,0,0,0,0,0,0,0,0,0,0]
["Zona6",2,0,0.28432649237890473,0.26136706066412035,0.26090994865195677,0.25608516152062738,0.25059087474683589,0.24918631178707226,0.24438072997099702,0.23975699345922177,0.23530497225546732,0.23101527505786007]
["Zona7",2,0,0,0.1246774785274391,0.13217833264423223,0.11570777992730975,0.11548295579696738,0.1125893347993403,0.10876261285183218,0.10605903676851372,0.10265664160401003,0.10024473813020068]
["Zona8",2,0,0,0,0,0,0,0,0,0,0,0]
["Zona9",2,0,0,0,0,0,0,0,0,0,0,0.53262617579538973]