{"text_format":"1","workbook":"xlsx","n_sheets":19,"sheets":["areas","barras","criterios","obras","proyectos","cortocircuito","zonas","zonaBarra","calificacionProyectos","ejecutar","ASIGNACION","RESUMEN","RESUMEN %","EXPANSION","BENEFICIO","INTERCAMBIO","PORCENTAJE BARRAS","PORCENTAJE AREAS","PORCENTAJE ZONAS"],"not_rendered":{"charts":0,"images":0,"macros":1,"external_links":0,"defined_names":7,"comments":0,"pivot_tables":0},"unopened":[],"bounds":{"document_bytes":16777216,"sheet_cells":100000,"rows_first":2000,"rows_last":500,"rows_between":2000,"halvings":0,"cell_chars":16384,"cell_head_chars":4096},"cells_cut":0,"cells_raw":0,"read":"whole","date_system":"1900"}

{"sheet":"areas","index":0,"n_rows":12,"n_cols":8,"rows_kept":12,"cut":false,"hidden":true,"merged":[]}
["nombre","periodo","limiteimportacion","limiteexportacion","demanda","generacion","factorimportacion","factorexportacion"]
["Norte de Santander",2023,9999999,999999,200,300,1,1]
["Norte de Santander",2024,9999999,999999,200,300,1,1]
["Norte de Santander",2025,9999999,999999,200,300,1,1]
["Norte de Santander",2026,9999999,999999,200,300,1,1]
["Norte de Santander",2027,9999999,999999,200,300,1,1]
["Norte de Santander",2028,9999999,999999,200,300,1,1]
["Norte de Santander",2029,9999999,999999,200,300,1,1]
["Norte de Santander",2030,9999999,999999,200,300,1,1]
["Norte de Santander",2031,9999999,999999,200,300,1,1]
["Norte de Santander",2032,9999999,999999,200,300,1,1]
["Norte de Santander",2033,9999999,999999,200,300,1,1]

{"sheet":"barras","index":1,"n_rows":408,"n_cols":6,"rows_kept":408,"cut":false,"hidden":false,"merged":[]}
["nombre","periodo","capacidad","cortocircuito","factorcapacidad","factorcorto"]
["Abrego 34.5",2023,32.720317647617783,11.220893150913801,1,1]
["Abrego 34.5",2024,30.732768015177498,11.10879598052534,1,1]
["Abrego 34.5",2025,30.397369014703202,11.112994311933649,1,1]
["Abrego 34.5",2026,30.709869014703202,11.12336589434849,1,1]
["Abrego 34.5",2027,30.375185607993728,11.12472183691794,1,1]
["Abrego 34.5",2028,30.687685607993728,11.12553318287063,1,1]
["Abrego 34.5",2029,31.000185607993728,11.12553318287063,1,1]
["Abrego 34.5",2030,30.65642980774393,11.12472183691794,1,1]
["Abrego 34.5",2031,30.96892980774393,11.12472183691794,1,1]
["Abrego 34.5",2032,31.28142980774393,11.12472183691794,1,1]
["Abrego 34.5",2033,31.59392980774393,11.12472183691794,1,1]
["Aguachica 115",2023,53.332287113880739,26.57044980834284,1,1]
["Aguachica 115",2024,52.498970127726352,26.12923418477914,1,1]
["Aguachica 115",2025,52.08882192360349,26.135045631443969,1,1]
["Aguachica 115",2026,52.08882192360349,26.168067758961911,1,1]
["Aguachica 115",2027,52.08882192360349,26.172791414875881,1,1]
["Aguachica 115",2028,52.08882192360349,26.175705677913701,1,1]
["Aguachica 115",2029,52.08882192360349,26.175705677913701,1,1]
["Aguachica 115",2030,52.08882192360349,26.172791414875881,1,1]
["Aguachica 115",2031,52.08882192360349,26.172791414875881,1,1]
["Aguachica 115",2032,52.08882192360349,26.172791414875881,1,1]
["Aguachica 115",2033,52.47944692360349,26.172791414875881,1,1]
["Aguachica 34.5",2023,44.6875,19.498974942237059,1,1]
["Aguachica 34.5",2024,44.1015625,19.03148587358994,1,1]
["Aguachica 34.5",2025,44.4140625,19.045541507882231,1,1]
["Aguachica 34.5",2026,44.7265625,19.088435383641301,1,1]
["Aguachica 34.5",2027,45.0390625,19.0938977846541,1,1]
["Aguachica 34.5",2028,45.3515625,19.097188600520909,1,1]
["Aguachica 34.5",2029,45.6640625,19.097188600520909,1,1]
["Aguachica 34.5",2030,45.9765625,19.0938977846541,1,1]
["Aguachica 34.5",2031,46.6015625,19.0938977846541,1,1]
["Aguachica 34.5",2032,46.9140625,19.0938977846541,1,1]
["Aguachica 34.5",2033,47.2265625,19.0938977846541,1,1]
["Atalaya 34.5",2023,0,21.600553119329579,1,1]
["Atalaya 34.5",2024,0,21.403899708645689,1,1]
["Atalaya 34.5",2025,0,21.44292837716263,1,1]
["Atalaya 34.5",2026,0,18.669682377828352,1,1]
["Atalaya 34.5",2027,0,18.673638959055531,1,1]
["Atalaya 34.5",2028,0,18.67570552917427,1,1]
["Atalaya 34.5",2029,0,18.67570552917427,1,1]
["Atalaya 34.5",2030,0,18.673638959055531,1,1]
["Atalaya 34.5",2031,0,18.673638959055531,1,1]
["Atalaya 34.5",2032,0,18.673638959055531,1,1]
["Atalaya 34.5",2033,0,18.673638959055531,1,1]
["Ayacucho 115",2023,22.665497334674001,14.408040053051151,1,1]
["Ayacucho 115",2024,22.743368887655539,13.941002246518041,1,1]
["Ayacucho 115",2025,23.470872417965442,13.950762584729681,1,1]
["Ayacucho 115",2026,23.470872417965442,13.990260719169729,1,1]
["Ayacucho 115",2027,23.524618887655532,13.99539869051309,1,1]
["Ayacucho 115",2028,24.252122417965442,13.99853836042484,1,1]
["Ayacucho 115",2029,24.252122417965442,13.99853836042484,1,1]
["Ayacucho 115",2030,24.252122417965442,13.99539869051309,1,1]
["Ayacucho 115",2031,25.087118887655539,13.99539869051309,1,1]
["Ayacucho 115",2032,25.007915467404018,13.99539869051309,1,1]
["Ayacucho 115",2033,25.087118887655532,13.99539869051309,1,1]
["Ocana 115",2023,225.9033203125,11.46049231235301,1,1]
["Ocana 115",2024,250.1806640625,9.1408108781797495,1,1]
["Ocana 115",2025,247.92136400000001,9.0686710485430702,1,1]
["Ocana 115",2026,249.89979880000001,9.1529136243011209,1,1]
["Ocana 115",2027,256.6920796,9.1709694718024188,1,1]
["Ocana 115",2028,252.90131339999999,9.1832175647539884,1,1]
["Ocana 115",2029,255.56474399999999,9.1832175647539884,1,1]
["Ocana 115",2030,268.045654296875,9.1709694718024188,1,1]
["Ocana 115",2031,271.28291039999999,9.1709694718024188,1,1]
["Ocana 115",2032,252.0591714,9.1709694718024188,1,1]
["Ocana 115",2033,246.13974400000001,9.1709694718024188,1,1]
["Ocana 220",2023,116.09741272191251,6.25E-2,1,1]
["Ocana 220",2024,148.35801090000001,6.25E-2,1,1]
["Ocana 220",2025,147.757102,6.25E-2,1,1]
["Ocana 220",2026,148.93623059999999,6.25E-2,1,1]
["Ocana 220",2027,152.9842424,6.25E-2,1,1]
["Ocana 220",2028,149.9722544,6.25E-2,1,1]
["Ocana 220",2029,139.19533200000001,6.25E-2,1,1]
["Ocana 220",2030,149.37301068919999,6.25E-2,1,1]
["Ocana 220",2031,147.7563012,6.25E-2,1,1]
["Ocana 220",2032,137.28597780000001,6.25E-2,1,1]
["Ocana 220",2033,139.379883552,6.25E-2,1,1]
["Ocana 500",2023,115.6305682188832,9.0140228352237894,1,1]
["Ocana 500",2024,152.61545810000001,7.4707019947733606,1,1]
["Ocana 500",2025,151.99729450000001,7.1788467824128297,1,1]
["Ocana 500",2026,153.2102654,7.1939587029980494,1,1]
["Ocana 500",2027,157.37460200000001,7.1977450456396186,1,1]
["Ocana 500",2028,154.27622919999999,7.2040056043572207,1,1]
["Ocana 500",2029,138.7777141,7.2040056043572207,1,1]
["Ocana 500",2030,153.6597123048,7.1977450456396186,1,1]
["Ocana 500",2031,151.99667160000001,7.1977450456396186,1,1]
["Ocana 500",2032,141.22598199999999,7.1977450456396186,1,1]
["Ocana 500",2033,143.37999748799999,7.1977450456396186,1,1]
["San Mateo 115",2023,336.63862602697918,20.092692678078659,1,1]
["San Mateo 115",2024,193.31931301348959,19.419346021537091,1,1]
["San Mateo 115",2025,193.31931301348959,19.651815769195451,1,1]
["San Mateo 115",2026,324.609375,19.48031778723962,1,1]
["San Mateo 115",2027,324.609375,19.487776639512379,1,1]
["San Mateo 115",2028,326.171875,19.49175199359507,1,1]
["San Mateo 115",2029,142.76033029999999,19.49175199359507,1,1]
["San Mateo 115",2030,329.296875,19.487776639512379,1,1]
["San Mateo 115",2031,329.296875,19.487776639512379,1,1]
["San Mateo 115",2032,125.1488911266037,19.487776639512379,1,1]
["San Mateo 115",2033,175.1488911266037,19.487776639512379,1,1]
["Belen 115",2023,206.25,1.464023789702839,1,1]
["Belen 115",2024,205.46875,0.96283132926131465,1,1]
["Belen 115",2025,176.07502622405011,1.2063244100329309,1,1]
["Belen 115",2026,53.081256556012519,0.05,1,1]
["Belen 115",2027,52.696099486510953,0.05,1,1]
["Belen 115",2028,51.685062179069341,0.05,1,1]
["Belen 115",2029,51.685062179069341,0.05,1,1]
["Belen 115",2030,51.263796634302011,0.05,1,1]
["Belen 115",2031,51.263796634302011,0.05,1,1]
["Belen 115",2032,50.947847475726498,0.05,1,1]
["Belen 115",2033,50.473923737863252,0.05,1,1]
["Belen 34.5",2023,45.996392120380413,17.866710646415601,1,1]
["Belen 34.5",2024,47.32421875,17.43910914474235,1,1]
["Belen 34.5",2025,46.866455078125,17.52036926691564,1,1]
["Belen 34.5",2026,46.677432575237759,17.37158598633339,1,1]
["Belen 34.5",2027,46.260093039285401,17.376318681351972,1,1]
["Belen 34.5",2028,46.260093039285401,17.37874140387461,1,1]
["Belen 34.5",2029,46.260093039285401,17.37874140387461,1,1]
["Belen 34.5",2030,45.868837224330058,17.376318681351972,1,1]
["Belen 34.5",2031,45.868837224330072,17.376318681351972,1,1]
["Belen 34.5",2032,45.868837224330072,17.376318681351972,1,1]
["Belen 34.5",2033,45.502034897809438,17.376318681351972,1,1]
["Buturama 115",2023,199.30904277644001,26.398458365348642,1,1]
["Buturama 115",2024,196.19483898305819,25.940639224570571,1,1]
["Buturama 115",2025,196.19483898305819,25.94628172115441,1,1]
["Buturama 115",2026,193.46406137447391,25.980145865052119,1,1]
["Buturama 115",2027,193.464061374474,25.985024771228879,1,1]
["Buturama 115",2028,193.464061374474,25.988038801371101,1,1]
["Buturama 115",2029,193.464061374474,25.988038801371101,1,1]
["Buturama 115",2030,193.464061374474,25.985024771228879,1,1]
["Buturama 115",2031,190.44118541549781,25.985024771228879,1,1]
["Buturama 115",2032,193.56618541549781,25.985024771228879,1,1]
["Buturama 115",2033,193.56618541549781,25.985024771228879,1,1]
["Buturama 34.5",2023,40.9375,19.515414503260299,1,1]
["Buturama 34.5",2024,40.46875,19.049364813382869,1,1]
["Buturama 34.5",2025,40.46875,19.063390943092291,1,1]
["Buturama 34.5",2026,40.234375,19.106163982618959,1,1]
["Buturama 34.5",2027,40.1171875,19.111610347559779,1,1]
["Buturama 34.5",2028,40.1171875,19.114891393211881,1,1]
["Buturama 34.5",2029,40.05859375,19.114891393211881,1,1]
["Buturama 34.5",2030,39.716796875,19.111610347559779,1,1]
["Buturama 34.5",2031,39.716796875,19.111610347559779,1,1]
["Buturama 34.5",2032,39.716796875,19.111610347559779,1,1]
["Buturama 34.5",2033,39.716796875,19.111610347559779,1,1]
["Convencion 115",2023,77.115803933702409,25.32061520983202,1,1]
["Convencion 115",2024,77.115803933702409,24.768305533639811,1,1]
["Convencion 115",2025,78.678303933702409,24.77818769956674,1,1]
["Convencion 115",2026,80.240803933702409,24.817017979503149,1,1]
["Convencion 115",2027,80.240803933702409,24.822762534362919,1,1]
["Convencion 115",2028,81.803303933702409,24.82631769824895,1,1]
["Convencion 115",2029,81.803303933702409,24.82631769824895,1,1]
["Convencion 115",2030,83.365803933702409,24.822762534362919,1,1]
["Convencion 115",2031,83.365803933702409,24.822762534362919,1,1]
["Convencion 115",2032,83.365803933702409,24.822762534362919,1,1]
["Convencion 115",2033,86.490803933702409,24.822762534362919,1,1]
["Cucuta 220",2023,396.875,20.490513870718289,1,1]
["Cucuta 220",2024,396.875,19.900655210195389,1,1]
["Cucuta 220",2025,310.68239212036133,19.910048318000641,1,1]
["Cucuta 220",2026,393.7744140625,19.672411872785261,1,1]
["Cucuta 220",2027,393.7744140625,19.67872663726703,1,1]
["Cucuta 220",2028,393.7744140625,19.682101731688199,1,1]
["Cucuta 220",2029,393.7744140625,19.682101731688199,1,1]
["Cucuta 220",2030,396.8994140625,19.67872663726703,1,1]
["Cucuta 220",2031,396.8994140625,19.67872663726703,1,1]
["Cucuta 220",2032,220.96619606018069,19.67872663726703,1,1]
["Cucuta 220",2033,220.96619606018061,19.67872663726703,1,1]
["Culebra 34.5",2023,26.15746069532419,12.510562723989841,1,1]
["Culebra 34.5",2024,27.382199168205261,12.30452839711123,1,1]
["Culebra 34.5",2025,25.998036824166771,12.32975466828502,1,1]
["Culebra 34.5",2026,28.03246069532419,12.175282126800621,1,1]
["Culebra 34.5",2027,27.781446298595309,12.177675748289589,1,1]
["Culebra 34.5",2028,27.295105904933099,12.178904483070459,1,1]
["Culebra 34.5",2029,27.295105904933109,12.178904483070459,1,1]
["Culebra 34.5",2030,26.83916178587479,12.177675748289589,1,1]
["Culebra 34.5",2031,26.839161785874779,12.177675748289589,1,1]
["Culebra 34.5",2032,26.411714174257611,12.177675748289589,1,1]
["Culebra 34.5",2033,26.411714174257611,12.177675748289589,1,1]
["Don Juana 115",2023,0,0,1,1]
["Don Juana 115",2024,0,0,1,1]
["Don Juana 115",2025,0,0,1,1]
["Don Juana 115",2026,268.75,5.9805861460623282,1,1]
["Don Juana 115",2027,268.75,5.9844767564140637,1,1]
["Don Juana 115",2028,268.75,5.9865385977820642,1,1]
["Don Juana 115",2029,278.125,5.9865385977820642,1,1]
["Don Juana 115",2030,268.359375,5.9844767564140637,1,1]
["Don Juana 115",2031,268.359375,5.9844767564140637,1,1]
["Don Juana 115",2032,268.359375,5.9844767564140637,1,1]
["Don Juana 115",2033,268.359375,5.9844767564140637,1,1]
["Guaduas 34.5",2023,22.496560876122441,13.14978894914355,1,1]
["Guaduas 34.5",2024,24.684060876122441,12.98374502823307,1,1]
["Guaduas 34.5",2025,23.5359787940979,13.006737322399109,1,1]
["Guaduas 34.5",2026,27.223553266607141,10.50322194687117,1,1]
["Guaduas 34.5",2027,26.77208118744419,10.50665469551476,1,1]
["Guaduas 34.5",2028,26.772081187444201,10.508441201924001,1,1]
["Guaduas 34.5",2029,26.772081187444201,10.508441201924001,1,1]
["Guaduas 34.5",2030,26.772081187444201,10.50665469551476,1,1]
["Guaduas 34.5",2031,26.348826113228942,10.50665469551476,1,1]
["Guaduas 34.5",2032,26.348826113228931,10.50665469551476,1,1]
["Guaduas 34.5",2033,26.348826113228931,10.50665469551476,1,1]
["Insula 115",2023,218.75,7.4289912738060009,1,1]
["Insula 115",2024,218.75,6.9740405843461364,1,1]
["Insula 115",2025,137.53484649787421,7.7107248595168292,1,1]
["Insula 115",2026,236.181640625,7.5673477101327391,1,1]
["Insula 115",2027,236.181640625,7.5719366251760887,1,1]
["Insula 115",2028,236.181640625,7.5743941091822489,1,1]
["Insula 115",2029,239.306640625,7.5743941091822489,1,1]
["Insula 115",2030,234.393310546875,7.5719366251760887,1,1]
["Insula 115",2031,234.393310546875,7.5719366251760887,1,1]
["Insula 115",2032,234.393310546875,7.5719366251760887,1,1]
["Insula 115",2033,234.393310546875,7.5719366251760887,1,1]
["Insula 34.5",2023,32.061351835727692,25.68878051051481,1,1]
["Insula 34.5",2024,33.169879913330078,25.350830457828021,1,1]
["Insula 34.5",2025,31.93520367145538,25.461302733504059,1,1]
["Insula 34.5",2026,45.791015625,23.689288813015519,1,1]
["Insula 34.5",2027,45.791015625,23.694182836604551,1,1]
["Insula 34.5",2028,45.791015625,23.696744254551781,1,1]
["Insula 34.5",2029,45.791015625,23.696744254551781,1,1]
["Insula 34.5",2030,45.4290771484375,23.694182836604551,1,1]
["Insula 34.5",2031,45.4290771484375,23.694182836604551,1,1]
["Insula 34.5",2032,45.4290771484375,23.694182836604551,1,1]
["Insula 34.5",2033,45.089759826660163,23.694182836604551,1,1]
["Ocana 34.5",2023,37.247167313711948,23.12289652357239,1,1]
["Ocana 34.5",2024,35.360758388774713,22.957601807105899,1,1]
["Ocana 34.5",2025,35.673258388774713,22.963701908897932,1,1]
["Ocana 34.5",2026,35.183469064125489,22.978925796551039,1,1]
["Ocana 34.5",2027,35.495969064125489,22.98091967371462,1,1]
["Ocana 34.5",2028,35.011720030871572,22.982110593657751,1,1]
["Ocana 34.5",2029,35.324220030871572,22.982110593657751,1,1]
["Ocana 34.5",2030,35.636720030871572,22.98091967371462,1,1]
["Ocana 34.5",2031,35.949220030871572,22.98091967371462,1,1]
["Ocana 34.5",2032,35.450806904906827,22.98091967371462,1,1]
["Ocana 34.5",2033,36.309667313711948,22.98091967371462,1,1]
["Palermo 34.5",2023,0,22.460011485580509,1,1]
["Palermo 34.5",2024,0,22.26660364024265,1,1]
["Palermo 34.5",2025,0,22.2702381338305,1,1]
["Palermo 34.5",2026,0,22.32171937824446,1,1]
["Palermo 34.5",2027,0,22.323493718418629,1,1]
["Palermo 34.5",2028,0,22.32432753809406,1,1]
["Palermo 34.5",2029,0,22.32432753809406,1,1]
["Palermo 34.5",2030,0,22.323493718418629,1,1]
["Palermo 34.5",2031,0,22.323493718418629,1,1]
["Palermo 34.5",2032,0,22.323493718418629,1,1]
["Palermo 34.5",2033,0,22.323493718418629,1,1]
["Pamplona 34.5",2023,24.6875,28.932957502273709,1,1]
["Pamplona 34.5",2024,24.6875,28.733851525253542,1,1]
["Pamplona 34.5",2025,24.39453125,28.73711004754432,1,1]
["Pamplona 34.5",2026,24.39453125,28.788125942621502,1,1]
["Pamplona 34.5",2027,24.39453125,28.789930638150089,1,1]
["Pamplona 34.5",2028,23.78592045785275,28.790773244108959,1,1]
["Pamplona 34.5",2029,23.785920457852761,28.790773244108959,1,1]
["Pamplona 34.5",2030,21.89296022892638,28.789930638150089,1,1]
["Pamplona 34.5",2031,20.321480114463188,28.789930638150089,1,1]
["Pamplona 34.5",2032,18.2857400572316,28.789930638150089,1,1]
["Pamplona 34.5",2033,16.571451926866139,28.789930638150089,1,1]
["Patios 34.5",2023,0,9.915470084590849,1,1]
["Patios 34.5",2024,0,9.72749848894858,1,1]
["Patios 34.5",2025,0,9.7324379054044989,1,1]
["Patios 34.5",2026,0,9.7850255530614199,1,1]
["Patios 34.5",2027,0,9.7868041272685193,1,1]
["Patios 34.5",2028,0,9.7876533812971225,1,1]
["Patios 34.5",2029,0,9.7876533812971225,1,1]
["Patios 34.5",2030,0,9.7868041272685193,1,1]
["Patios 34.5",2031,0,9.7868041272685193,1,1]
["Patios 34.5",2032,0,9.7868041272685193,1,1]
["Patios 34.5",2033,0,9.7868041272685193,1,1]
["Sevilla 1 Sec1 115",2023,64.84375,25.064423454561059,1,1]
["Sevilla 1 Sec1 115",2024,64.84375,24.69022216188198,1,1]
["Sevilla 1 Sec1 115",2025,148.03624413000739,24.014036953786139,1,1]
["Sevilla 1 Sec1 115",2026,326.16124413000739,23.871392052577121,1,1]
["Sevilla 1 Sec1 115",2027,326.16124413000739,23.876112370615338,1,1]
["Sevilla 1 Sec1 115",2028,294.62093309750549,23.87863466618824,1,1]
["Sevilla 1 Sec1 115",2029,294.62093309750549,23.87863466618824,1,1]
["Sevilla 1 Sec1 115",2030,270.96569982312923,23.876112370615338,1,1]
["Sevilla 1 Sec1 115",2031,244.35356238945579,23.876112370615338,1,1]
["Sevilla 1 Sec1 115",2032,122.17678119472789,23.876112370615338,1,1]
["Sevilla 1 Sec1 115",2033,159.67678119472791,23.876112370615338,1,1]
["Sevilla 1 Sec2 115",2023,45.3125,25.041005863231842,1,1]
["Sevilla 1 Sec2 115",2024,45.3125,24.66539504331994,1,1]
["Sevilla 1 Sec2 115",2025,153.9634926316763,24.014036953786139,1,1]
["Sevilla 1 Sec2 115",2026,325.83849263167627,23.871392052577121,1,1]
["Sevilla 1 Sec2 115",2027,325.83849263167627,23.876112370615338,1,1]
["Sevilla 1 Sec2 115",2028,294.37886947375722,23.87863466618824,1,1]
["Sevilla 1 Sec2 115",2029,294.37886947375722,23.87863466618824,1,1]
["Sevilla 1 Sec2 115",2030,270.7841521053179,23.876112370615338,1,1]
["Sevilla 1 Sec2 115",2031,244.24009506582371,23.876112370615338,1,1]
["Sevilla 1 Sec2 115",2032,122.1200475329119,23.876112370615338,1,1]
["Sevilla 1 Sec2 115",2033,159.6200475329118,23.876112370615338,1,1]
["SMT_B1_220",2023,547.21852018019263,30.05319151326152,1,1]
["SMT_B1_220",2024,398.60926009009631,29.431004318119161,1,1]
["SMT_B1_220",2025,348.78310257883419,29.444098717819131,1,1]
["SMT_B1_220",2026,596.875,29.21945663367898,1,1]
["SMT_B1_220",2027,596.875,29.2261652028265,1,1]
["SMT_B1_220",2028,600,29.229815287565678,1,1]
["SMT_B1_220",2029,600,29.229815287565678,1,1]
["SMT_B1_220",2030,606.25,29.2261652028265,1,1]
["SMT_B1_220",2031,584.02583649049848,29.2261652028265,1,1]
["SMT_B1_220",2032,219.0096886839369,29.2261652028265,1,1]
["SMT_B1_220",2033,219.0096886839369,29.2261652028265,1,1]
["Tibu 115",2023,70.396137237548828,37.274595360929453,1,1]
["Tibu 115",2024,70.48026610564763,37.078307003876169,1,1]
["Tibu 115",2025,71.261516105647615,37.113515776230777,1,1]
["Tibu 115",2026,96.261516105647615,37.141482159363143,1,1]
["Tibu 115",2027,90.424177795648589,37.143717202525849,1,1]
["Tibu 115",2028,96.261516105647615,37.144999189941977,1,1]
["Tibu 115",2029,90.862750710221036,37.144999189941977,1,1]
["Tibu 115",2030,90.862750710221036,37.143717202525849,1,1]
["Tibu 115",2031,97.495248215790923,37.143717202525849,1,1]
["Tibu 115",2032,91.12600062144341,37.143717202525849,1,1]
["Tibu 115",2033,91.126000621443396,37.143717202525849,1,1]
["Toledo 13.8",2023,0,6.25E-2,1,1]
["Toledo 13.8",2024,0,6.25E-2,1,1]
["Toledo 13.8",2025,0,6.25E-2,1,1]
["Toledo 13.8",2026,0,6.25E-2,1,1]
["Toledo 13.8",2027,0,6.25E-2,1,1]
["Toledo 13.8",2028,0,6.25E-2,1,1]
["Toledo 13.8",2029,0,6.25E-2,1,1]
["Toledo 13.8",2030,0,6.25E-2,1,1]
["Toledo 13.8",2031,0,6.25E-2,1,1]
["Toledo 13.8",2032,0,6.25E-2,1,1]
["Toledo 13.8",2033,0,6.25E-2,1,1]
["Toledo 34.5",2023,0,5.1813521292976876,1,1]
["Toledo 34.5",2024,0,4.5094231758994443,1,1]
["Toledo 34.5",2025,0,4.5088040676041956,1,1]
["Toledo 34.5",2026,0,4.4661987497902977,1,1]
["Toledo 34.5",2027,0,4.4717497098281633,1,1]
["Toledo 34.5",2028,0,4.474193687381284,1,1]
["Toledo 34.5",2029,0,4.474193687381284,1,1]
["Toledo 34.5",2030,0,4.4717497098281633,1,1]
["Toledo 34.5",2031,0,4.4717497098281633,1,1]
["Toledo 34.5",2032,0,4.4717497098281633,1,1]
["Toledo 34.5",2033,0,4.4717497098281633,1,1]
["Tonchala 115",2023,0,0,1,1]
["Tonchala 115",2024,0,0,1,1]
["Tonchala 115",2025,0,0,1,1]
["Tonchala 115",2026,271.875,5.4378128486527446,1,1]
["Tonchala 115",2027,271.875,5.4420459510177963,1,1]
["Tonchala 115",2028,271.875,5.4442937652833132,1,1]
["Tonchala 115",2029,281.25,5.4442937652833132,1,1]
["Tonchala 115",2030,271.09375,5.4420459510177963,1,1]
["Tonchala 115",2031,271.09375,5.4420459510177963,1,1]
["Tonchala 115",2032,271.09375,5.4420459510177963,1,1]
["Tonchala 115",2033,271.09375,5.4420459510177963,1,1]
["Tonchala 13.8",2023,0,0,1,1]
["Tonchala 13.8",2024,0,0,1,1]
["Tonchala 13.8",2025,0,0,1,1]
["Tonchala 13.8",2026,24.0625,8.2018958756010871,1,1]
["Tonchala 13.8",2027,24.0625,8.2045527099658742,1,1]
["Tonchala 13.8",2028,24.0625,8.2059384041831116,1,1]
["Tonchala 13.8",2029,23.80859375,8.2059384041831116,1,1]
["Tonchala 13.8",2030,23.80859375,8.2045527099658742,1,1]
["Tonchala 13.8",2031,23.80859375,8.2045527099658742,1,1]
["Tonchala 13.8",2032,23.80859375,8.2045527099658742,1,1]
["Tonchala 13.8",2033,27.95505523681641,8.2045527099658742,1,1]
["Tonchala 34.5",2023,0,0,1,1]
["Tonchala 34.5",2024,0,0,1,1]
["Tonchala 34.5",2025,0,0,1,1]
["Tonchala 34.5",2026,40,3.8358921485140129,1,1]
["Tonchala 34.5",2027,39.6875,3.8412520781645552,1,1]
["Tonchala 34.5",2028,39.6875,3.844057380156197,1,1]
["Tonchala 34.5",2029,39.6875,3.844057380156197,1,1]
["Tonchala 34.5",2030,39.3798828125,3.8412520781645552,1,1]
["Tonchala 34.5",2031,39.3798828125,3.8412520781645552,1,1]
["Tonchala 34.5",2032,39.3798828125,3.8412520781645552,1,1]
["Tonchala 34.5",2033,40.15625,3.8412520781645552,1,1]
["TSJ_B1_220",2023,378.44176931591619,27.63377426484292,1,1]
["TSJ_B1_220",2024,360.70231137923258,26.853067240825752,1,1]
["TSJ_B1_220",2025,349.43036414863161,26.858602264057641,1,1]
["TSJ_B1_220",2026,305.75156863005259,26.628445012035311,1,1]
["TSJ_B1_220",2027,286.64209559067427,26.636209412856211,1,1]
["TSJ_B1_220",2028,268.72696461625719,26.640330673514061,1,1]
["TSJ_B1_220",2029,268.72696461625719,26.640330673514061,1,1]
["TSJ_B1_220",2030,251.9315293277412,26.636209412856211,1,1]
["TSJ_B1_220",2031,236.1858087447574,26.636209412856211,1,1]
["TSJ_B1_220",2032,177.13935655856801,26.636209412856211,1,1]
["TSJ_B1_220",2033,177.13935655856801,26.636209412856211,1,1]
["Zulia 115",2023,74.919898394728079,27.60690649848631,1,1]
["Zulia 115",2024,70.934172719717026,27.360461183001739,1,1]
["Zulia 115",2025,75.189208984375,27.51366561603432,1,1]
["Zulia 115",2026,74.60179328918457,27.529920069597921,1,1]
["Zulia 115",2027,74.60179328918457,27.532619336908581,1,1]
["Zulia 115",2028,74.60179328918457,27.534096759679219,1,1]
["Zulia 115",2029,74.60179328918457,27.534096759679219,1,1]
["Zulia 115",2030,74.60179328918457,27.532619336908581,1,1]
["Zulia 115",2031,74.60179328918457,27.532619336908581,1,1]
["Zulia 115",2032,74.60179328918457,27.532619336908581,1,1]
["Zulia 115",2033,74.60179328918457,27.532619336908581,1,1]
["Zulia 13.8",2023,46.578955515298581,7.5158501726551217,1,1]
["Zulia 13.8",2024,43.615410216730211,7.2083556635895372,1,1]
["Zulia 13.8",2025,41.807705108365113,7.2399209126734094,1,1]
["Zulia 13.8",2026,45.266195416387049,7.3412060685840617,1,1]
["Zulia 13.8",2027,44.937058202862858,7.3447849876252196,1,1]
["Zulia 13.8",2028,44.628492065183927,7.3467215782512492,1,1]
["Zulia 13.8",2029,44.940992065183927,7.3467215782512492,1,1]
["Zulia 13.8",2030,44.632180061109928,7.3447849876252196,1,1]
["Zulia 13.8",2031,44.800498012699848,7.3447849876252196,1,1]
["Zulia 13.8",2032,44.500466886906111,7.3447849876252196,1,1]
["Zulia 13.8",2033,43.766455515298581,7.3447849876252196,1,1]
["Zulia 34.5",2023,66.5625,8.7735300362711701,1,1]
["Zulia 34.5",2024,66.15234375,8.5426447155940455,1,1]
["Zulia 34.5",2025,64.561601579189301,8.5858559000117634,1,1]
["Zulia 34.5",2026,64.953863538275669,8.6513834345918692,1,1]
["Zulia 34.5",2027,64.644247067133449,8.6540443060091832,1,1]
["Zulia 34.5",2028,64.063716183741775,8.6554869585772067,1,1]
["Zulia 34.5",2029,64.063716183741775,8.6554869585772067,1,1]
["Zulia 34.5",2030,64.063716183741775,8.6540443060091832,1,1]
["Zulia 34.5",2031,63.55575166077405,8.6540443060091832,1,1]
["Zulia 34.5",2032,63.111282703177302,8.6540443060091832,1,1]
["Zulia 34.5",2033,63.111282703177302,8.6540443060091832,1,1]

{"sheet":"criterios","index":2,"n_rows":8,"n_cols":2,"rows_kept":8,"cut":false,"hidden":false,"merged":[]}
["nombre","ponderacion"]
["BT_Confi",1]
["BT_Flex",1]
["EC_RE",1]
["EC_RP",0.5]
["EC_Per",1]
["EC_Mar",1]
["B_Ambiental",0.3]

{"sheet":"obras","index":3,"n_rows":1,"n_cols":13,"rows_kept":1,"cut":false,"hidden":false,"merged":[]}
["nombre","barra","zona","area","capacidadbarra","cortocircuito","capacidadzona","capacidadarea","costo","periodoini","excluyente","dependiente","obligatorio"]

{"sheet":"proyectos","index":4,"n_rows":62,"n_cols":14,"rows_kept":62,"cut":false,"hidden":false,"merged":[]}
["nombre","capacidad","tipo","barra","area","obra","excluyente","fpo","periodoIni","fpomax","fila","obligatorio","activo","ordenLlegada"]
["SC_2239_A1",9.9,"PCH","Pamplona 34.5","Norte de Santander",null,null,"2025-12-31",{"$f":"YEAR(H2)","v":2025},"2025-12-31",2,0,1,1]
["SC_1891_A1",19.899999999999999,"Solar FV","Insula 115","Norte de Santander",null,null,"2023-12-31",{"$f":"YEAR(H3)","v":2023},"2023-12-31",2,0,1,2]
["SC_38_A1 \n",40,"Solar FV","Insula 115","Norte de Santander",null,null,"2025-12-31",2025,"2025-12-31",2,0,1,7]
["SC_7_A2",19.899999999999999,"Solar FV","Tonchala 115","Norte de Santander",null,"SC_7_A1","2026-12-31",2026,"2026-12-31",2,0,1,4]
["SC_7_A1",19.899999999999999,"Solar FV","Tonchala 34.5","Norte de Santander",null,null,"2026-12-31",2026,"2026-12-31",2,0,1,5]
["SC_38_A2",40,"Solar FV","San Mateo 115","Norte de Santander",null,"SC_38_A1 \n","2025-12-31",2025,"2025-12-31",2,0,1,6]
["SC_488_A1 \n",50,"Solar FV","Insula 115","Norte de Santander",null,null,"2025-12-31",2025,"2025-12-31",2,0,1,10]
["SC_485_A2",40,"Solar FV","Aguachica 115","Norte de Santander",null,"SC_485_A1","2025-12-31",2025,"2025-12-31",2,0,1,8]
["SC_488_A2",50,"Solar FV","Tonchala 115","Norte de Santander",null,"SC_488_A1 \n","2025-12-31",2025,"2025-12-31",2,0,1,9]
["SC_1278_A2",60,"Solar FV","Insula 115","Norte de Santander",null,"SC_1278_A1","2024-12-31",2024,"2024-12-31",2,0,1,20]
["SC_485_A1",40,"Solar FV","Buturama 115","Norte de Santander",null,null,"2025-12-31",2025,"2025-12-31",2,0,1,11]
["SC_767_A2",79.599999999999994,"Solar FV","Ocana 115","Norte de Santander",null,"SC_767_A1","2025-12-31",2025,"2025-12-31",2,0,1,12]
["SC_767_A1",79.599999999999994,"Solar FV","Ocana 220","Norte de Santander",null,null,"2025-12-31",2025,"2025-12-31",2,0,1,13]
["SC_417_A2",7,"PCH","Pamplona 34.5","Norte de Santander",null,null,"2026-12-31",2026,"2026-12-31",2,0,1,14]
["SC_966_A1",9.9,"Solar FV","Buturama 34.5","Norte de Santander",null,null,"2026-12-31",2026,"2026-12-31",2,0,1,15]
["SC_966_A2",9.9,"Solar FV","Buturama 115","Norte de Santander",null,"SC_966_A1","2026-12-31",2026,"2026-12-31",2,0,1,16]
["SC_1130_A2",9.9,"Solar FV","Buturama 115","Norte de Santander",null,"SC_1130_A1","2026-12-31",2026,"2026-12-31",2,0,1,17]
["SC_1130_A1",9.9,"Solar FV","Buturama 34.5","Norte de Santander",null,null,"2026-12-31",2026,"2026-12-31",2,0,1,18]
["SC_1024_A1",0,"Solar FV","Ayacucho 115","Norte de Santander",null,null,"2023-12-31",2023,"2023-12-31",2,0,1,19]
["SC_1842_A1",19.899999999999999,"Solar FV","Insula 115","Norte de Santander",null,null,"2023-12-31",2023,"2023-12-31",2,0,1,33]
["SC_1278_A1",60,"Solar FV","Zulia 115","Norte de Santander",null,null,"2024-12-31",2024,"2024-12-31",2,0,1,21]
["SC_1245_A2",99.5,"Solar FV","Cucuta 220","Norte de Santander",null,"SC_1245_A1","2025-12-31",2025,"2025-12-31",2,0,1,22]
["SC_1245_A1",99.5,"Solar FV","TSJ_B1_220","Norte de Santander",null,null,"2025-12-31",2025,"2025-12-31",2,0,1,23]
["SC_1547_A2",9.9,"Solar FV","Zulia 115","Norte de Santander",null,"SC_1547_A1","2024-12-31",2024,"2024-12-31",2,0,1,24]
["SC_1547_A1",9.9,"Solar FV","Zulia 34.5","Norte de Santander",null,null,"2024-12-31",2024,"2024-12-31",2,0,1,25]
["SC_2161_A2",150,"Solar FV","Buturama 34.5","Norte de Santander",null,"SC_2161_A1","2026-01-31",2026,"2026-01-31",2,0,0,26]
["SC_2161_A1",150,"Solar FV","Aguachica 34.5","Norte de Santander",null,null,"2026-01-31",2026,"2026-01-31",2,0,0,27]
["SC_2196_A2",30,"Solar FV","Buturama 34.5","Norte de Santander",null,"SC_2196_A1","2026-01-31",2026,"2026-01-31",2,0,0,28]
["SC_2196_A1",30,"Solar FV","Aguachica 34.5","Norte de Santander",null,null,"2026-01-31",2026,"2026-01-31",2,0,0,29]
["SC_1626_A1",9.99,"Solar FV","Buturama 34.5","Norte de Santander",null,null,"2025-12-31",2025,"2025-12-31",2,0,1,30]
["SC_1626_A2",9.99,"Solar FV","Buturama 115","Norte de Santander",null,"SC_1626_A1","2025-12-31",2025,"2025-12-31",2,0,1,31]
["SC_2032_A1",19.899999999999999,"Solar FV","Insula 115","Norte de Santander",null,null,"2023-12-31",2023,"2023-12-31",2,0,1,35]
["SC_1943_A2",19.899999999999999,"Solar FV","Insula 115","Norte de Santander",null,"SC_1943_A1","2023-12-31",2023,"2023-12-31",2,0,1,36]
["SC_2033_A2",19.899999999999999,"Solar FV","Insula 115","Norte de Santander",null,"SC_2033_A1","2023-12-31",2023,"2023-12-31",2,0,1,38]
["SC_2085_A2",19.899999999999999,"Solar FV","Insula 115","Norte de Santander",null,"SC_2085_A1","2025-12-31",2025,"2025-12-31",2,0,1,44]
["SC_1891_A2",19.899999999999999,"Solar FV","Insula 34.5","Norte de Santander",null,"SC_1891_A1","2023-12-31",2023,"2023-12-31",2,1,1,3]
["SC_1842_A2",19.899999999999999,"Solar FV","Insula 34.5","Norte de Santander",null,"SC_1842_A1","2023-12-31",2023,"2023-12-31",2,0,1,32]
["SC_2032_A2",19.899999999999999,"Solar FV","Insula 34.5","Norte de Santander",null,"SC_2032_A1","2023-12-31",2023,"2023-12-31",2,0,1,34]
["SC_1943_A1",19.899999999999999,"Solar FV","Insula 34.5","Norte de Santander",null,null,"2023-12-31",2023,"2023-12-31",2,0,1,37]
["SC_2257_A2",200,"Eólico Onshore","SMT_B1_220","Norte de Santander",null,"SC_2257_A1","2026-12-31",2026,"2026-12-31",2,0,1,40]
["SC_2257_A1",200,"Eólico Onshore","TSJ_B1_220","Norte de Santander",null,null,"2026-12-31",2026,"2026-12-31",2,0,1,41]
["SC_2074_A2",5,"Solar FV","Zulia 34.5","Norte de Santander",null,"SC_2074_A1","2024-12-31",2024,"2024-12-31",2,0,1,42]
["SC_2074_A1",5,"Solar FV","Culebra 34.5","Norte de Santander",null,null,"2024-12-31",2024,"2024-12-31",2,0,1,43]
["SC_2033_A1",19.899999999999999,"Solar FV","Insula 34.5","Norte de Santander",null,null,"2023-12-31",2023,"2023-12-31",2,0,1,39]
["SC_2085_A1",19.899999999999999,"Solar FV","Insula 34.5","Norte de Santander",null,null,"2025-12-31",2025,"2025-12-31",2,0,1,45]
["SC_1983_A2",99.9,"Solar FV","Buturama 115","Norte de Santander",null,"SC_1983_A1","2026-12-31",{"$f":"YEAR(H47)","v":2026},"2026-12-31",2,0,1,46]
["SC_1983_A1",99.9,"Solar FV","Ocana 115","Norte de Santander",null,null,"2026-12-31",2026,"2026-12-31",2,0,1,47]
["SC_2079_A2",99.9,"Solar FV","TSJ_B1_220","Norte de Santander",null,"SC_2079_A1","2026-12-31",2026,"2026-12-31",2,0,1,48]
["SC_2079_A1",99.9,"Solar FV","Cucuta 220","Norte de Santander",null,null,"2026-12-31",2026,"2026-12-31",2,0,1,49]
["SC_2013_A2",99.9,"Solar FV","TSJ_B1_220","Norte de Santander",null,"SC_2013_A1","2026-12-31",2026,"2026-12-31",2,0,1,50]
["SC_2013_A1",99.9,"Solar FV","Cucuta 220","Norte de Santander",null,null,"2026-12-31",2026,"2026-12-31",2,0,1,51]
["SC_1994_A2",9.9,"Solar FV","Ocana 34.5","Norte de Santander",null,"SC_1994_A1","2027-12-31",2027,"2027-12-31",2,0,1,52]
["SC_1994_A1",9.9,"Solar FV","Abrego 34.5","Norte de Santander",null,null,"2027-12-31",2027,"2027-12-31",2,0,1,53]
["SC_2157_A2",99.9,"Solar FV","Buturama 115","Norte de Santander",null,"SC_2157_A1","2026-12-31",2026,"2026-12-31",2,0,1,54]
["SC_2157_A1",99.9,"Solar FV","Ocana 115","Norte de Santander",null,null,"2026-12-31",2026,"2026-12-31",2,0,1,55]
["SC_2291_A2",3,"Solar FV","Belen 34.5","Norte de Santander",null,"SC_2291_A1","2024-06-30",2024,"2024-06-30",2,0,1,56]
["SC_2291_A1",3,"Solar FV","Guaduas 34.5","Norte de Santander",null,null,"2024-06-30",2024,"2024-06-30",2,0,1,57]
["SC_2279_A2",9.9,"Solar FV","Buturama 115","Norte de Santander",null,"SC_2279_A1","2026-12-31",2026,"2026-12-31",2,0,1,58]
["SC_2279_A1",9.9,"Solar FV","Buturama 34.5","Norte de Santander",null,null,"2026-12-31",2026,"2026-12-31",2,0,1,59]
["SC_2319_A2",278.60000000000002,"Solar FV","Ocana 220","Norte de Santander",null,"SC_2319_A1","2026-12-31",2026,"2026-12-31",2,0,1,60]
["SC_2319_A1",278.60000000000002,"Solar FV","Ocana 500","Norte de Santander",null,null,"2026-12-31",2026,"2026-12-31",2,0,1,61]

{"sheet":"cortocircuito","index":5,"n_rows":712,"n_cols":3,"rows_kept":712,"cut":false,"hidden":false,"merged":[]}
["nombre","barra","aportecortocircuito"]
["SC_1024_A1","Aguachica 115",0.01]
["SC_1024_A1","Ayacucho 115",0.02]
["SC_1024_A1","Ocana 115",0.01]
["SC_1024_A1","Ocana 220",0.01]
["SC_1024_A1","Buturama 115",0.01]
["SC_1024_A1","Convencion 115",0.01]
["SC_1130_A1","Aguachica 34.5",0.22]
["SC_1130_A1","Ayacucho 115",0.03]
["SC_1130_A1","Ocana 115",0.06]
["SC_1130_A1","Ocana 220",0.02]
["SC_1130_A1","Ocana 500",0.01]
["SC_1130_A1","Buturama 115",7.0000000000000007E-2]
["SC_1130_A1","Buturama 34.5",0.25]
["SC_1130_A2","Aguachica 34.5",7.0000000000000007E-2]
["SC_1130_A2","Ayacucho 115",0.03]
["SC_1130_A2","Ocana 115",0.06]
["SC_1130_A2","Ocana 220",0.03]
["SC_1130_A2","Ocana 500",0.01]
["SC_1130_A2","Buturama 115",7.0000000000000007E-2]
["SC_1130_A2","Buturama 34.5",0.06]
["SC_1245_A1","Aguachica 115",0.02]
["SC_1245_A1","Ocana 115",0.08]
["SC_1245_A1","Ocana 220",0.08]
["SC_1245_A1","Ocana 500",0.03]
["SC_1245_A1","San Mateo 115",0.25]
["SC_1245_A1","Belen 115",0.15]
["SC_1245_A1","Buturama 115",0.02]
["SC_1245_A1","Convencion 115",0.03]
["SC_1245_A1","Cucuta 220",0.46]
["SC_1245_A1","Insula 115",0.14000000000000001]
["SC_1245_A1","Sevilla 1 Sec2 115",0.13]
["SC_1245_A1","SMT_B1_220",0.46]
["SC_1245_A1","Tibu 115",0.02]
["SC_1245_A1","TSJ_B1_220",0.87]
["SC_1245_A1","Zulia 115",0.06]
["SC_1245_A2","Aguachica 115",0.02]
["SC_1245_A2","Ocana 115",0.09]
["SC_1245_A2","Ocana 220",0.09]
["SC_1245_A2","Ocana 500",0.04]
["SC_1245_A2","San Mateo 115",0.34]
["SC_1245_A2","Belen 115",0.22]
["SC_1245_A2","Buturama 115",0.02]
["SC_1245_A2","Convencion 115",0.03]
["SC_1245_A2","Cucuta 220",0.81]
["SC_1245_A2","Don Juana 115",0]
["SC_1245_A2","Insula 115",0.18]
["SC_1245_A2","Sevilla 1 Sec2 115",0.19]
["SC_1245_A2","SMT_B1_220",0.77]
["SC_1245_A2","Tibu 115",0.03]
["SC_1245_A2","Tonchala 115",0]
["SC_1245_A2","TSJ_B1_220",0.49]
["SC_1245_A2","Zulia 115",7.0000000000000007E-2]
["SC_1278_A1","Ayacucho 115",0.04]
["SC_1278_A1","Ocana 115",0.09]
["SC_1278_A1","San Mateo 115",0.28999999999999998]
["SC_1278_A1","Belen 115",0.22]
["SC_1278_A1","Convencion 115",0.09]
["SC_1278_A1","Cucuta 220",0.16]
["SC_1278_A1","Don Juana 115",0]
["SC_1278_A1","Insula 115",0.7]
["SC_1278_A1","Sevilla 1 Sec2 115",0.18]
["SC_1278_A1","SMT_B1_220",0.16]
["SC_1278_A1","Tibu 115",0.26]
["SC_1278_A1","Tonchala 115",0]
["SC_1278_A1","TSJ_B1_220",0.12]
["SC_1278_A1","Zulia 115",2.34]
["SC_1278_A2","Ayacucho 115",0.02]
["SC_1278_A2","Ocana 115",7.0000000000000007E-2]
["SC_1278_A2","San Mateo 115",0.43]
["SC_1278_A2","Belen 115",0.32]
["SC_1278_A2","Convencion 115",0.03]
["SC_1278_A2","Cucuta 220",0.24]
["SC_1278_A2","Don Juana 115",0]
["SC_1278_A2","Insula 115",1.1100000000000001]
["SC_1278_A2","Sevilla 1 Sec2 115",0.27]
["SC_1278_A2","SMT_B1_220",0.24]
["SC_1278_A2","Tibu 115",0.05]
["SC_1278_A2","Tonchala 115",0]
["SC_1278_A2","TSJ_B1_220",0.18]
["SC_1278_A2","Zulia 115",0.17]
["SC_1547_A1","Aguachica 115",2.0999999999999999E-3]
["SC_1547_A1","Ayacucho 115",2.8E-3]
["SC_1547_A1","Ocana 220",1.41E-2]
["SC_1547_A1","San Mateo 115",5.9700000000000003E-2]
["SC_1547_A1","Belen 34.5",1.04E-2]
["SC_1547_A1","Buturama 115",2.3E-3]
["SC_1547_A1","Convencion 115",8.3999999999999995E-3]
["SC_1547_A1","Cucuta 220",3.3399999999999999E-2]
["SC_1547_A1","Culebra 34.5",6.9999999999999999E-4]
["SC_1547_A1","Insula 115",8.3799999999999999E-2]
["SC_1547_A1","Insula 34.5",1.5299999999999999E-2]
["SC_1547_A1","SMT_B1_220",3.5200000000000002E-2]
["SC_1547_A1","Tibu 115",2.1700000000000001E-2]
["SC_1547_A1","Zulia 115",0.10730000000000001]
["SC_1547_A1","Zulia 34.5",1.8E-3]
["SC_1547_A2","Aguachica 115",2.2000000000000001E-3]
["SC_1547_A2","Ayacucho 115",3.0000000000000001E-3]
["SC_1547_A2","Ocana 220",1.52E-2]
["SC_1547_A2","San Mateo 115",6.4199999999999993E-2]
["SC_1547_A2","Belen 34.5",1.12E-2]
["SC_1547_A2","Buturama 115",2.3999999999999998E-3]
["SC_1547_A2","Convencion 115",9.1000000000000004E-3]
["SC_1547_A2","Cucuta 220",3.5999999999999997E-2]
["SC_1547_A2","Culebra 34.5",6.9999999999999999E-4]
["SC_1547_A2","Insula 115",9.0200000000000002E-2]
["SC_1547_A2","Insula 34.5",1.6400000000000001E-2]
["SC_1547_A2","SMT_B1_220",3.7900000000000003E-2]
["SC_1547_A2","Tibu 115",2.3300000000000001E-2]
["SC_1547_A2","Zulia 115",0.1158]
["SC_1547_A2","Zulia 34.5",2E-3]
["SC_1626_A1","Ocana 115",0.06]
["SC_1626_A1","Ocana 220",0.03]
["SC_1626_A1","Ocana 500",0.01]
["SC_1626_A1","Buturama 115",7.0000000000000007E-2]
["SC_1626_A1","Buturama 34.5",0.25]
["SC_1626_A1","Convencion 115",0.02]
["SC_1626_A1","Cucuta 220",0]
["SC_1626_A1","Don Juana 115",0]
["SC_1626_A1","Insula 115",0]
["SC_1626_A2","Ocana 115",0.06]
["SC_1626_A2","Ocana 220",0.03]
["SC_1626_A2","Ocana 500",0.01]
["SC_1626_A2","Buturama 115",7.0000000000000007E-2]
["SC_1626_A2","Buturama 34.5",7.0000000000000007E-2]
["SC_1626_A2","Convencion 115",0.02]
["SC_1626_A2","Cucuta 220",0]
["SC_1626_A2","Don Juana 115",0]
["SC_1626_A2","Insula 115",0]
["SC_1891_A1","Atalaya 34.5",0.1]
["SC_1891_A1","Ayacucho 115",0.01]
["SC_1891_A1","Ocana 115",0.03]
["SC_1891_A1","San Mateo 115",0.12]
["SC_1891_A1","Belen 115",0.09]
["SC_1891_A1","Belen 34.5",7.0000000000000007E-2]
["SC_1891_A1","Buturama 115",0.01]
["SC_1891_A1","Convencion 115",0.02]
["SC_1891_A1","Cucuta 220",0.06]
["SC_1891_A1","Guaduas 34.5",0.05]
["SC_1891_A1","Insula 115",0.14000000000000001]
["SC_1891_A1","Insula 34.5",0.11]
["SC_1891_A1","Tibu 115",0.03]
["SC_1891_A1","Zulia 115",0.06]
["SC_1891_A1","Zulia 34.5",0.03]
["SC_1891_A2","Atalaya 34.5",0.05]
["SC_1891_A2","Ayacucho 115",0.01]
["SC_1891_A2","Ocana 115",0.02]
["SC_1891_A2","San Mateo 115",0.05]
["SC_1891_A2","Belen 115",0.04]
["SC_1891_A2","Belen 34.5",0.03]
["SC_1891_A2","Buturama 115",0.01]
["SC_1891_A2","Convencion 115",0.01]
["SC_1891_A2","Cucuta 220",0.02]
["SC_1891_A2","Guaduas 34.5",0.01]
["SC_1891_A2","Insula 115",0.06]
["SC_1891_A2","Insula 34.5",0.05]
["SC_1891_A2","Tibu 115",0.01]
["SC_1891_A2","Zulia 115",0.01]
["SC_1891_A2","Zulia 34.5",0]
["SC_1943_A1","Atalaya 34.5",0.13]
["SC_1943_A1","Ayacucho 115",0.01]
["SC_1943_A1","Ocana 115",0.02]
["SC_1943_A1","San Mateo 115",0.05]
["SC_1943_A1","Belen 115",0.04]
["SC_1943_A1","Belen 34.5",0.03]
["SC_1943_A1","Buturama 115",0.01]
["SC_1943_A1","Convencion 115",0.01]
["SC_1943_A1","Cucuta 220",0.02]
["SC_1943_A1","Guaduas 34.5",0.01]
["SC_1943_A1","Insula 115",0.05]
["SC_1943_A1","Insula 34.5",0.16]
["SC_1943_A1","Tibu 115",0.01]
["SC_1943_A1","Zulia 115",0.01]
["SC_1943_A1","Zulia 34.5",0]
["SC_1943_A2","Atalaya 34.5",0.1]
["SC_1943_A2","Ayacucho 115",0.01]
["SC_1943_A2","Ocana 115",0.03]
["SC_1943_A2","San Mateo 115",0.12]
["SC_1943_A2","Belen 115",0.09]
["SC_1943_A2","Belen 34.5",7.0000000000000007E-2]
["SC_1943_A2","Buturama 115",0.01]
["SC_1943_A2","Convencion 115",0.02]
["SC_1943_A2","Cucuta 220",0.06]
["SC_1943_A2","Guaduas 34.5",0.05]
["SC_1943_A2","Insula 115",0.14000000000000001]
["SC_1943_A2","Insula 34.5",0.11]
["SC_1943_A2","Tibu 115",0.03]
["SC_1943_A2","Zulia 115",0.06]
["SC_1943_A2","Zulia 34.5",0.03]
["SC_1983_A1","Aguachica 115",0.18]
["SC_1983_A1","Ayacucho 115",0.19]
["SC_1983_A1","Ocana 115",1.07]
["SC_1983_A1","Ocana 220",0.42]
["SC_1983_A1","Ocana 500",0.14000000000000001]
["SC_1983_A1","San Mateo 115",0.1]
["SC_1983_A1","Belen 115",7.0000000000000007E-2]
["SC_1983_A1","Buturama 115",0.19]
["SC_1983_A1","Convencion 115",0.22]
["SC_1983_A1","Cucuta 220",0.08]
["SC_1983_A1","Don Juana 115",0.06]
["SC_1983_A1","Insula 115",0.08]
["SC_1983_A1","SMT_B1_220",0.09]
["SC_1983_A1","Tibu 115",0.06]
["SC_1983_A1","Tonchala 115",0.06]
["SC_1983_A1","TSJ_B1_220",0.09]
["SC_1983_A1","Zulia 115",0.05]
["SC_1983_A2","Aguachica 115",2.17]
["SC_1983_A2","Ayacucho 115",0.5]
["SC_1983_A2","Ocana 115",0.79]
["SC_1983_A2","Ocana 220",0.35]
["SC_1983_A2","Ocana 500",0.12]
["SC_1983_A2","San Mateo 115",0.12]
["SC_1983_A2","Belen 115",0.08]
["SC_1983_A2","Buturama 115",2.4]
["SC_1983_A2","Convencion 115",0.34]
["SC_1983_A2","Cucuta 220",0.08]
["SC_1983_A2","Don Juana 115",7.0000000000000007E-2]
["SC_1983_A2","Insula 115",0.09]
["SC_1983_A2","SMT_B1_220",0.09]
["SC_1983_A2","Tibu 115",0.09]
["SC_1983_A2","Tonchala 115",0.08]
["SC_1983_A2","TSJ_B1_220",0.09]
["SC_1983_A2","Zulia 115",7.0000000000000007E-2]
["SC_1994_A1","Abrego 34.5",0.25]
["SC_1994_A1","Ocana 115",0.06]
["SC_1994_A1","Ocana 220",0.02]
["SC_1994_A1","Ocana 500",0.01]
["SC_1994_A2","Abrego 34.5",0.09]
["SC_1994_A2","Ocana 115",0.06]
["SC_1994_A2","Ocana 220",0.02]
["SC_1994_A2","Ocana 500",0.01]
["SC_2013  _A1","Aguachica 115",0.03]
["SC_2013  _A1","Ayacucho 115",0.04]
["SC_2013  _A1","Ocana 115",0.13]
["SC_2013  _A1","Ocana 220",0.12]
["SC_2013  _A1","Ocana 500",0.05]
["SC_2013  _A1","San Mateo 115",0.4]
["SC_2013  _A1","Belen 115",0.34]
["SC_2013  _A1","Buturama 115",0.03]
["SC_2013  _A1","Cucuta 220",1.32]
["SC_2013  _A1","Don Juana 115",0.18]
["SC_2013  _A1","Insula 115",0.2]
["SC_2013  _A1","SMT_B1_220",0.86]
["SC_2013  _A1","Tibu 115",0.04]
["SC_2013  _A1","TSJ_B1_220",0.74]
["SC_2013  _A2","Aguachica 115",0.03]
["SC_2013  _A2","Ayacucho 115",0.03]
["SC_2013  _A2","Ocana 115",0.11]
["SC_2013  _A2","Ocana 220",0.11]
["SC_2013  _A2","Ocana 500",0.04]
["SC_2013  _A2","San Mateo 115",0.32]
["SC_2013  _A2","Belen 115",0.24]
["SC_2013  _A2","Buturama 115",0.03]
["SC_2013  _A2","Cucuta 220",0.62]
["SC_2013  _A2","Don Juana 115",0.14000000000000001]
["SC_2013  _A2","Insula 115",0.17]
["SC_2013  _A2","SMT_B1_220",0.6]
["SC_2013  _A2","Tibu 115",0.03]
["SC_2013  _A2","TSJ_B1_220",1.29]
["SC_2032_A1","Atalaya 34.5",7.0000000000000007E-2]
["SC_2032_A1","Ayacucho 115",0.01]
["SC_2032_A1","Ocana 115",0.02]
["SC_2032_A1","San Mateo 115",0.08]
["SC_2032_A1","Belen 115",7.0000000000000007E-2]
["SC_2032_A1","Belen 34.5",0.05]
["SC_2032_A1","Buturama 115",0.01]
["SC_2032_A1","Convencion 115",0.01]
["SC_2032_A1","Cucuta 220",0.05]
["SC_2032_A1","Guaduas 34.5",0.03]
["SC_2032_A1","Insula 115",0.1]
["SC_2032_A1","Insula 34.5",7.0000000000000007E-2]
["SC_2032_A1","Tibu 115",0.02]
["SC_2032_A1","Zulia 115",0.04]
["SC_2032_A1","Zulia 34.5",0.02]
["SC_2032_A2","Atalaya 34.5",0.1]
["SC_2032_A2","Ayacucho 115",0.01]
["SC_2032_A2","Ocana 115",0.01]
["SC_2032_A2","San Mateo 115",0.03]
["SC_2032_A2","Belen 115",0.02]
["SC_2032_A2","Belen 34.5",0.02]
["SC_2032_A2","Buturama 115",0]
["SC_2032_A2","Convencion 115",0]
["SC_2032_A2","Cucuta 220",0.01]
["SC_2032_A2","Guaduas 34.5",0]
["SC_2032_A2","Insula 115",0.03]
["SC_2032_A2","Insula 34.5",0.11]
["SC_2032_A2","Tibu 115",0.01]
["SC_2032_A2","Zulia 115",0.01]
["SC_2032_A2","Zulia 34.5",0.01]
["SC_2033_A1","Atalaya 34.5",0.1]
["SC_2033_A1","Ayacucho 115",0.01]
["SC_2033_A1","Ocana 115",0.01]
["SC_2033_A1","San Mateo 115",0.03]
["SC_2033_A1","Belen 115",0.02]
["SC_2033_A1","Belen 34.5",0.02]
["SC_2033_A1","Buturama 115",0]
["SC_2033_A1","Convencion 115",0]
["SC_2033_A1","Cucuta 220",0.01]
["SC_2033_A1","Guaduas 34.5",0]
["SC_2033_A1","Insula 115",0.03]
["SC_2033_A1","Insula 34.5",0.11]
["SC_2033_A1","Tibu 115",0.01]
["SC_2033_A1","Zulia 115",0.01]
["SC_2033_A1","Zulia 34.5",0.01]
["SC_2033_A2","Atalaya 34.5",7.0000000000000007E-2]
["SC_2033_A2","Ayacucho 115",0.01]
["SC_2033_A2","Ocana 115",0.02]
["SC_2033_A2","San Mateo 115",0.08]
["SC_2033_A2","Belen 115",7.0000000000000007E-2]
["SC_2033_A2","Belen 34.5",0.05]
["SC_2033_A2","Buturama 115",0.01]
["SC_2033_A2","Convencion 115",0.01]
["SC_2033_A2","Cucuta 220",0.05]
["SC_2033_A2","Guaduas 34.5",0.03]
["SC_2033_A2","Insula 115",0.1]
["SC_2033_A2","Insula 34.5",7.0000000000000007E-2]
["SC_2033_A2","Tibu 115",0.02]
["SC_2033_A2","Zulia 115",0.04]
["SC_2033_A2","Zulia 34.5",0.02]
["SC_2074_A1","Aguachica 115",2.9999999999999997E-4]
["SC_2074_A1","Ayacucho 115",2.9999999999999997E-4]
["SC_2074_A1","Ocana 220",4.4999999999999997E-3]
["SC_2074_A1","San Mateo 115",2.5899999999999999E-2]
["SC_2074_A1","Belen 34.5",0.18099999999999999]
["SC_2074_A1","Buturama 115",2.9999999999999997E-4]
["SC_2074_A1","Convencion 115",8.0000000000000004E-4]
["SC_2074_A1","Cucuta 220",1.9199999999999998E-2]
["SC_2074_A1","Culebra 34.5",0.1918]
["SC_2074_A1","Insula 115",3.3000000000000002E-2]
["SC_2074_A1","Insula 34.5",6.1000000000000004E-3]
["SC_2074_A1","SMT_B1_220",1.9099999999999999E-2]
["SC_2074_A1","Tibu 115",1.4E-3]
["SC_2074_A1","Zulia 115",6.3E-3]
["SC_2074_A1","Zulia 34.5",0.18690000000000001]
["SC_2074_A2","Aguachica 115",1.1000000000000001E-3]
["SC_2074_A2","Ayacucho 115",1.5E-3]
["SC_2074_A2","Ocana 220",7.6E-3]
["SC_2074_A2","San Mateo 115",3.2000000000000001E-2]
["SC_2074_A2","Belen 34.5",5.5999999999999999E-3]
["SC_2074_A2","Buturama 115",1.1999999999999999E-3]
["SC_2074_A2","Convencion 115",4.4999999999999997E-3]
["SC_2074_A2","Cucuta 220",1.7999999999999999E-2]
["SC_2074_A2","Culebra 34.5",4.0000000000000002E-4]
["SC_2074_A2","Insula 115",4.4600000000000001E-2]
["SC_2074_A2","Insula 34.5",8.2000000000000007E-3]
["SC_2074_A2","SMT_B1_220",1.9E-2]
["SC_2074_A2","Tibu 115",1.1599999999999999E-2]
["SC_2074_A2","Zulia 115",5.6599999999999998E-2]
["SC_2074_A2","Zulia 34.5",1E-3]
["SC_2079_A1","Aguachica 115",0.03]
["SC_2079_A1","Ayacucho 115",0.04]
["SC_2079_A1","Ocana 115",0.13]
["SC_2079_A1","Ocana 220",0.12]
["SC_2079_A1","Ocana 500",0.05]
["SC_2079_A1","San Mateo 115",0.4]
["SC_2079_A1","Belen 115",0.34]
["SC_2079_A1","Buturama 115",0.03]
["SC_2079_A1","Cucuta 220",1.32]
["SC_2079_A1","Don Juana 115",0.18]
["SC_2079_A1","Insula 115",0.2]
["SC_2079_A1","SMT_B1_220",0.86]
["SC_2079_A1","Tibu 115",0.04]
["SC_2079_A1","TSJ_B1_220",0.74]
["SC_2079_A2","Aguachica 115",0.03]
["SC_2079_A2","Ayacucho 115",0.03]
["SC_2079_A2","Ocana 115",0.11]
["SC_2079_A2","Ocana 220",0.11]
["SC_2079_A2","Ocana 500",0.04]
["SC_2079_A2","San Mateo 115",0.32]
["SC_2079_A2","Belen 115",0.24]
["SC_2079_A2","Buturama 115",0.03]
["SC_2079_A2","Cucuta 220",0.62]
["SC_2079_A2","Don Juana 115",0.14000000000000001]
["SC_2079_A2","Insula 115",0.17]
["SC_2079_A2","SMT_B1_220",0.6]
["SC_2079_A2","Tibu 115",0.03]
["SC_2079_A2","TSJ_B1_220",1.29]
["SC_2085_A1","Aguachica 115",1E-3]
["SC_2085_A1","Ayacucho 115",1E-3]
["SC_2085_A1","Ocana 220",1.0999999999999999E-2]
["SC_2085_A1","San Mateo 115",0.08]
["SC_2085_A1","Belen 34.5",1.4E-2]
["SC_2085_A1","Buturama 115",1E-3]
["SC_2085_A1","Convencion 115",3.0000000000000001E-3]
["SC_2085_A1","Cucuta 220",4.3999999999999997E-2]
["SC_2085_A1","Culebra 34.5",0]
["SC_2085_A1","Don Juana 115",0]
["SC_2085_A1","Insula 115",0.11600000000000001]
["SC_2085_A1","Insula 34.5",0.41199999999999998]
["SC_2085_A1","SMT_B1_220",4.5999999999999999E-2]
["SC_2085_A1","Tibu 115",5.0000000000000001E-3]
["SC_2085_A1","Tonchala 115",0]
["SC_2085_A1","Zulia 115",2.1999999999999999E-2]
["SC_2085_A1","Zulia 34.5",0]
["SC_2085_A2","Aguachica 115",1E-3]
["SC_2085_A2","Ayacucho 115",1E-3]
["SC_2085_A2","Ocana 220",1.2E-2]
["SC_2085_A2","San Mateo 115",8.5999999999999993E-2]
["SC_2085_A2","Belen 34.5",1.4999999999999999E-2]
["SC_2085_A2","Buturama 115",1E-3]
["SC_2085_A2","Convencion 115",3.0000000000000001E-3]
["SC_2085_A2","Cucuta 220",4.7E-2]
["SC_2085_A2","Culebra 34.5",0]
["SC_2085_A2","Don Juana 115",0]
["SC_2085_A2","Insula 115",0.125]
["SC_2085_A2","Insula 34.5",2.1999999999999999E-2]
["SC_2085_A2","SMT_B1_220",4.9000000000000002E-2]
["SC_2085_A2","Tibu 115",5.0000000000000001E-3]
["SC_2085_A2","Tonchala 115",0]
["SC_2085_A2","Zulia 115",2.4E-2]
["SC_2085_A2","Zulia 34.5",3.0000000000000001E-3]
["SC_2157_A1","Aguachica 115",0.18]
["SC_2157_A1","Ayacucho 115",0.19]
["SC_2157_A1","Ocana 115",1.07]
["SC_2157_A1","Ocana 220",0.42]
["SC_2157_A1","Ocana 500",0.14000000000000001]
["SC_2157_A1","San Mateo 115",0.1]
["SC_2157_A1","Belen 115",7.0000000000000007E-2]
["SC_2157_A1","Buturama 115",0.19]
["SC_2157_A1","Convencion 115",0.22]
["SC_2157_A1","Cucuta 220",0.08]
["SC_2157_A1","Don Juana 115",0.06]
["SC_2157_A1","Insula 115",0.08]
["SC_2157_A1","SMT_B1_220",0.09]
["SC_2157_A1","Tibu 115",0.06]
["SC_2157_A1","Tonchala 115",0.06]
["SC_2157_A1","TSJ_B1_220",0.09]
["SC_2157_A1","Zulia 115",0.05]
["SC_2157_A2","Aguachica 115",2.17]
["SC_2157_A2","Ayacucho 115",0.5]
["SC_2157_A2","Ocana 115",0.79]
["SC_2157_A2","Ocana 220",0.35]
["SC_2157_A2","Ocana 500",0.12]
["SC_2157_A2","San Mateo 115",0.12]
["SC_2157_A2","Belen 115",0.08]
["SC_2157_A2","Buturama 115",2.4]
["SC_2157_A2","Convencion 115",0.34]
["SC_2157_A2","Cucuta 220",0.08]
["SC_2157_A2","Don Juana 115",7.0000000000000007E-2]
["SC_2157_A2","Insula 115",0.09]
["SC_2157_A2","SMT_B1_220",0.09]
["SC_2157_A2","Tibu 115",0.09]
["SC_2157_A2","Tonchala 115",0.08]
["SC_2157_A2","TSJ_B1_220",0.09]
["SC_2161_A1","Aguachica 115",2.81]
["SC_2161_A2","Aguachica 115",2.23]
["SC_2196_A1","Aguachica 115",2.81]
["SC_2196_A2","Aguachica 115",2.23]
["SC_2239_A1","Belen 34.5",8.0000000000000002E-3]
["SC_2239_A1","Palermo 34.5",8.7999999999999995E-2]
["SC_2239_A1","Pamplona 34.5",0.503]
["SC_2239_A1","Patios 34.5",3.0000000000000001E-3]
["SC_2239_A1","Toledo 13.8",7.0000000000000001E-3]
["SC_2239_A1","Toledo 34.5",0.96199999999999997]
["SC_2257_A1","Ocana 115",0.01]
["SC_2257_A1","Ocana 220",0.03]
["SC_2257_A1","Ocana 500",0.01]
["SC_2257_A1","San Mateo 115",7.0000000000000007E-2]
["SC_2257_A1","Don Juana 115",0.02]
["SC_2257_A1","Insula 115",0.04]
["SC_2257_A1","SMT_B1_220",0.17]
["SC_2257_A1","Zulia 115",0.01]
["SC_2257_A2","Ocana 115",0.02]
["SC_2257_A2","Ocana 220",0.03]
["SC_2257_A2","Ocana 500",0.02]
["SC_2257_A2","San Mateo 115",0.11]
["SC_2257_A2","Don Juana 115",0.03]
["SC_2257_A2","Insula 115",0.05]
["SC_2257_A2","SMT_B1_220",0.28000000000000003]
["SC_2257_A2","Zulia 115",0.01]
["SC_2279_A1","Aguachica 115",7.0000000000000007E-2]
["SC_2279_A1","Aguachica 34.5",0.22]
["SC_2279_A1","Ayacucho 115",0.03]
["SC_2279_A1","Ocana 115",0.06]
["SC_2279_A1","Ocana 220",0.03]
["SC_2279_A1","Belen 115",0]
["SC_2279_A1","Buturama 115",7.0000000000000007E-2]
["SC_2279_A1","Buturama 34.5",0.25]
["SC_2279_A1","Convencion 115",0.02]
["SC_2279_A1","TSJ_B1_220",0]
["SC_2279_A2","Aguachica 115",7.0000000000000007E-2]
["SC_2279_A2","Aguachica 34.5",7.0000000000000007E-2]
["SC_2279_A2","Ayacucho 115",0.03]
["SC_2279_A2","Ocana 115",0.06]
["SC_2279_A2","Ocana 220",0.03]
["SC_2279_A2","Belen 115",0]
["SC_2279_A2","Buturama 115",7.0000000000000007E-2]
["SC_2279_A2","Buturama 34.5",0.06]
["SC_2279_A2","Convencion 115",0.02]
["SC_2279_A2","TSJ_B1_220",0]
["SC_2291_A1","Aguachica 115",4.3E-3]
["SC_2291_A1","Ayacucho 115",4.3E-3]
["SC_2291_A1","San Mateo 115",1.3899999999999999E-2]
["SC_2291_A1","Belen 34.5",8.9599999999999999E-2]
["SC_2291_A1","Buturama 115",2.0000000000000001E-4]
["SC_2291_A1","Convencion 115",5.0000000000000001E-4]
["SC_2291_A1","Guaduas 34.5",0.1171]
["SC_2291_A1","Insula 115",1.78E-2]
["SC_2291_A1","Tibu 115",6.9999999999999999E-4]
["SC_2291_A1","Zulia 115",3.3999999999999998E-3]
["SC_2291_A2","Aguachica 115",4.3E-3]
["SC_2291_A2","Ayacucho 115",4.3E-3]
["SC_2291_A2","San Mateo 115",1.7600000000000001E-2]
["SC_2291_A2","Belen 34.5",0.115]
["SC_2291_A2","Buturama 115",2.9999999999999997E-4]
["SC_2291_A2","Convencion 115",5.9999999999999995E-4]
["SC_2291_A2","Guaduas 34.5",8.2000000000000007E-3]
["SC_2291_A2","Insula 115",2.24E-2]
["SC_2291_A2","Tibu 115",8.9999999999999998E-4]
["SC_2291_A2","Zulia 115",4.4000000000000003E-3]
["SC_2319_A1","Buturama 115",0.51]
["SC_2319_A2","Buturama 115",0.51]
["SC_38_A1","Ayacucho 115",0.06]
["SC_38_A1","Ocana 115",0.2]
["SC_38_A1","Ocana 220",0.82]
["SC_38_A1","Ocana 500",0.1]
["SC_38_A1","San Mateo 115",0.23]
["SC_38_A1","Belen 115",0.52]
["SC_38_A1","Buturama 115",0.06]
["SC_38_A1","Convencion 115",0.08]
["SC_38_A1","Cucuta 220",0.47]
["SC_38_A1","Don Juana 115",0.49]
["SC_38_A1","Insula 115",1.64]
["SC_38_A1","Sevilla 1 Sec2 115",0.43]
["SC_38_A1","SMT_B1_220",0.21]
["SC_38_A1","Tibu 115",0.43]
["SC_38_A1","Tonchala 115",0.21]
["SC_38_A1","Tonchala 13.8",0.14000000000000001]
["SC_38_A1","Tonchala 34.5",0.1]
["SC_38_A1","Zulia 115",0.04]
["SC_38_A2","Ayacucho 115",0.05]
["SC_38_A2","Ocana 115",0.31]
["SC_38_A2","Ocana 220",0.36]
["SC_38_A2","Ocana 500",0.06]
["SC_38_A2","San Mateo 115",0.15]
["SC_38_A2","Belen 115",0.34]
["SC_38_A2","Buturama 115",0.05]
["SC_38_A2","Convencion 115",0.06]
["SC_38_A2","Cucuta 220",2.38]
["SC_38_A2","Don Juana 115",0.32]
["SC_38_A2","Insula 115",0.32]
["SC_38_A2","Sevilla 1 Sec2 115",0.3]
["SC_38_A2","SMT_B1_220",0.12]
["SC_38_A2","Tibu 115",1.21]
["SC_38_A2","Tonchala 115",0.41]
["SC_38_A2","Tonchala 13.8",0.13]
["SC_38_A2","Tonchala 34.5",0.1]
["SC_38_A2","Zulia 115",0.04]
["SC_417_A2","Belen 34.5",0]
["SC_417_A2","Palermo 34.5",0.92]
["SC_417_A2","Pamplona 34.5",0]
["SC_417_A2","Patios 34.5",0.03]
["SC_417_A2","Toledo 13.8",7.0000000000000007E-2]
["SC_417_A2","Toledo 34.5",0]
["SC_485_A1","Aguachica 115",0.23100000000000001]
["SC_485_A1","Ayacucho 115",0.23300000000000001]
["SC_485_A1","Ocana 115",0.38900000000000001]
["SC_485_A1","Ocana 220",0.18099999999999999]
["SC_485_A1","Ocana 500",6.2E-2]
["SC_485_A1","San Mateo 115",6.5000000000000002E-2]
["SC_485_A1","Belen 115",0.05]
["SC_485_A1","Buturama 115",0.24199999999999999]
["SC_485_A1","Convencion 115",0.15]
["SC_485_A1","Cucuta 220",4.5999999999999999E-2]
["SC_485_A1","Don Juana 115",2.5000000000000001E-2]
["SC_485_A1","Insula 115",4.2000000000000003E-2]
["SC_485_A1","Sevilla 1 Sec1 115",4.1000000000000002E-2]
["SC_485_A1","Sevilla 1 Sec2 115",4.1000000000000002E-2]
["SC_485_A1","SMT_B1_220",5.0999999999999997E-2]
["SC_485_A1","Tibu 115",3.4000000000000002E-2]
["SC_485_A1","Tonchala 115",4.4999999999999998E-2]
["SC_485_A1","TSJ_B1_220",5.3999999999999999E-2]
["SC_485_A1","Zulia 115",2.8000000000000001E-2]
["SC_485_A2","Aguachica 115",0.23100000000000001]
["SC_485_A2","Ayacucho 115",0.23300000000000001]
["SC_485_A2","Ocana 115",0.38900000000000001]
["SC_485_A2","Ocana 220",0.18099999999999999]
["SC_485_A2","Ocana 500",6.2E-2]
["SC_485_A2","San Mateo 115",6.5000000000000002E-2]
["SC_485_A2","Belen 115",0.05]
["SC_485_A2","Buturama 115",0.24199999999999999]
["SC_485_A2","Convencion 115",0.15]
["SC_485_A2","Cucuta 220",4.5999999999999999E-2]
["SC_485_A2","Don Juana 115",2.5000000000000001E-2]
["SC_485_A2","Insula 115",4.2000000000000003E-2]
["SC_485_A2","Sevilla 1 Sec1 115",4.1000000000000002E-2]
["SC_485_A2","Sevilla 1 Sec2 115",4.1000000000000002E-2]
["SC_485_A2","SMT_B1_220",5.0999999999999997E-2]
["SC_485_A2","Tibu 115",3.4000000000000002E-2]
["SC_485_A2","Tonchala 115",4.4999999999999998E-2]
["SC_485_A2","TSJ_B1_220",5.3999999999999999E-2]
["SC_485_A2","Zulia 115",2.8000000000000001E-2]
["SC_488_A1","Aguachica 115",3.5000000000000003E-2]
["SC_488_A1","Ayacucho 115",4.5999999999999999E-2]
["SC_488_A1","Ocana 115",0.11700000000000001]
["SC_488_A1","Ocana 220",9.1999999999999998E-2]
["SC_488_A1","Ocana 500",3.4000000000000002E-2]
["SC_488_A1","San Mateo 115",0.36099999999999999]
["SC_488_A1","Belen 115",0.318]
["SC_488_A1","Buturama 115",3.5999999999999997E-2]
["SC_488_A1","Convencion 115",6.0999999999999999E-2]
["SC_488_A1","Cucuta 220",0.17100000000000001]
["SC_488_A1","Don Juana 115",0.19400000000000001]
["SC_488_A1","Insula 115",0.377]
["SC_488_A1","Sevilla 1 Sec1 115",0.34100000000000003]
["SC_488_A1","Sevilla 1 Sec2 115",0.34100000000000003]
["SC_488_A1","SMT_B1_220",0.18]
["SC_488_A1","Tibu 115",8.3000000000000004E-2]
["SC_488_A1","Tonchala 115",0.29599999999999999]
["SC_488_A1","TSJ_B1_220",0.188]
["SC_488_A1","Zulia 115",0.17499999999999999]
["SC_488_A2","Aguachica 115",2.9000000000000001E-2]
["SC_488_A2","Ayacucho 115",3.7999999999999999E-2]
["SC_488_A2","Ocana 115",0.10299999999999999]
["SC_488_A2","Ocana 220",8.5000000000000006E-2]
["SC_488_A2","Ocana 500",3.2000000000000001E-2]
["SC_488_A2","San Mateo 115",0.29199999999999998]
["SC_488_A2","Belen 115",0.434]
["SC_488_A2","Buturama 115",0.03]
["SC_488_A2","Convencion 115",4.9000000000000002E-2]
["SC_488_A2","Cucuta 220",0.17799999999999999]
["SC_488_A2","Don Juana 115",0.26700000000000002]
["SC_488_A2","Insula 115",0.27200000000000002]
["SC_488_A2","Sevilla 1 Sec1 115",0.252]
["SC_488_A2","Sevilla 1 Sec2 115",0.252]
["SC_488_A2","SMT_B1_220",0.17799999999999999]
["SC_488_A2","Tibu 115",6.0999999999999999E-2]
["SC_488_A2","Tonchala 115",0.40799999999999997]
["SC_488_A2","TSJ_B1_220",0.19]
["SC_488_A2","Zulia 115",0.127]
["SC_7_A1","Ayacucho 115",0]
["SC_7_A1","Ocana 115",0.01]
["SC_7_A1","Ocana 220",0.01]
["SC_7_A1","Ocana 500",0]
["SC_7_A1","San Mateo 115",0.75]
["SC_7_A1","Belen 115",0.01]
["SC_7_A1","Buturama 115",0]
["SC_7_A1","Convencion 115",0]
["SC_7_A1","Cucuta 220",0.02]
["SC_7_A1","Don Juana 115",0.01]
["SC_7_A1","Insula 115",0.01]
["SC_7_A1","Sevilla 1 Sec2 115",0.01]
["SC_7_A1","SMT_B1_220",0]
["SC_7_A1","Tibu 115",0.01]
["SC_7_A1","Tonchala 115",0]
["SC_7_A1","Tonchala 13.8",0]
["SC_7_A1","Tonchala 34.5",0.01]
["SC_7_A1","Zulia 115",0]
["SC_7_A2","Ayacucho 115",0]
["SC_7_A2","Ocana 115",0]
["SC_7_A2","Ocana 220",0.01]
["SC_7_A2","Ocana 500",0]
["SC_7_A2","San Mateo 115",0]
["SC_7_A2","Belen 115",0.01]
["SC_7_A2","Buturama 115",0]
["SC_7_A2","Convencion 115",0]
["SC_7_A2","Cucuta 220",0.02]
["SC_7_A2","Don Juana 115",0.01]
["SC_7_A2","Insula 115",0.01]
["SC_7_A2","Sevilla 1 Sec2 115",0.01]
["SC_7_A2","SMT_B1_220",0]
["SC_7_A2","Tibu 115",0.01]
["SC_7_A2","Tonchala 115",0]
["SC_7_A2","Tonchala 13.8",0]
["SC_7_A2","Tonchala 34.5",0]
["SC_7_A2","Zulia 115",0]
["SC_767_A1","Aguachica 115",0]
["SC_767_A1","Ayacucho 115",0]
["SC_767_A1","Ocana 115",0.08]
["SC_767_A1","Ocana 220",0.26]
["SC_767_A1","Ocana 500",0.09]
["SC_767_A1","San Mateo 115",-0.01]
["SC_767_A1","Belen 115",-0.01]
["SC_767_A1","Buturama 115",0]
["SC_767_A1","Convencion 115",-0.01]
["SC_767_A1","Cucuta 220",-0.01]
["SC_767_A1","Insula 115",-0.01]
["SC_767_A1","SMT_B1_220",0]
["SC_767_A1","Tibu 115",0]
["SC_767_A1","TSJ_B1_220",0]
["SC_767_A1","Zulia 115",-0.01]
["SC_767_A2","Aguachica 115",0.02]
["SC_767_A2","Ayacucho 115",0.01]
["SC_767_A2","Ocana 115",0.49]
["SC_767_A2","Ocana 220",0.2]
["SC_767_A2","Ocana 500",7.0000000000000007E-2]
["SC_767_A2","San Mateo 115",-0.01]
["SC_767_A2","Belen 115",-0.01]
["SC_767_A2","Buturama 115",0.02]
["SC_767_A2","Convencion 115",0.03]
["SC_767_A2","Cucuta 220",-0.01]
["SC_767_A2","Insula 115",-0.01]
["SC_767_A2","SMT_B1_220",0]
["SC_767_A2","Tibu 115",-0.01]
["SC_767_A2","TSJ_B1_220",-0.01]
["SC_767_A2","Zulia 115",-0.01]
["SC_966_A1","Aguachica 115",7.0000000000000007E-2]
["SC_966_A1","Ocana 115",0.06]
["SC_966_A1","Ocana 220",0.02]
["SC_966_A1","Ocana 500",0.01]
["SC_966_A1","Belen 115",0]
["SC_966_A1","Buturama 115",7.0000000000000007E-2]
["SC_966_A1","Convencion 115",0.02]
["SC_966_A1","Insula 115",0]
["SC_966_A2","Aguachica 115",7.0000000000000007E-2]
["SC_966_A2","Ocana 115",0.06]
["SC_966_A2","Ocana 220",0.03]
["SC_966_A2","Ocana 500",0.01]
["SC_966_A2","Belen 115",0]
["SC_966_A2","Buturama 115",7.0000000000000007E-2]
["SC_966_A2","Convencion 115",0.02]
["SC_966_A2","Insula 115",0]

{"sheet":"zonas","index":6,"n_rows":111,"n_cols":4,"rows_kept":111,"cut":false,"hidden":false,"merged":[]}
["nombre","periodo","capacidad","factor"]
["Zona8",2023,37.247167313711948,1]
["Zona1",2023,336.63862602697918,1]
["Zona10",2023,74.919898394728079,1]
["Zona7",2023,115.6305682188832,1]
["Zona6",2023,45.996392120380413,1]
["Zona9",2023,24.6875,1]
["Zona3",2023,116.09741272191251,1]
["Zona2",2023,199.30904277644001,1]
["Zona5",2023,225.9033203125,1]
["Zona4",2023,547.21852018019263,1]
["Zona8",2024,35.360758388774713,1]
["Zona1",2024,218.75,1]
["Zona10",2024,70.934172719717026,1]
["Zona7",2024,152.61545810000001,1]
["Zona6",2024,47.32421875,1]
["Zona9",2024,24.6875,1]
["Zona3",2024,148.35801090000001,1]
["Zona2",2024,196.19483898305819,1]
["Zona5",2024,250.1806640625,1]
["Zona4",2024,398.60926009009631,1]
["Zona8",2025,35.673258388774713,1]
["Zona1",2025,193.31931301348959,1]
["Zona10",2025,75.189208984375,1]
["Zona7",2025,151.99729450000001,1]
["Zona6",2025,46.866455078125,1]
["Zona9",2025,24.39453125,1]
["Zona3",2025,147.757102,1]
["Zona2",2025,196.19483898305819,1]
["Zona5",2025,247.92136400000001,1]
["Zona4",2025,349.43036414863161,1]
["Zona8",2026,35.183469064125489,1]
["Zona1",2026,326.16124413000739,1]
["Zona10",2026,96.261516105647615,1]
["Zona7",2026,153.2102654,1]
["Zona6",2026,46.677432575237759,1]
["Zona9",2026,24.39453125,1]
["Zona3",2026,148.93623059999999,1]
["Zona2",2026,193.46406137447391,1]
["Zona5",2026,249.89979880000001,1]
["Zona4",2026,596.875,1]
["Zona8",2027,35.495969064125489,1]
["Zona1",2027,326.16124413000739,1]
["Zona10",2027,90.424177795648589,1]
["Zona7",2027,157.37460200000001,1]
["Zona6",2027,46.260093039285401,1]
["Zona9",2027,24.39453125,1]
["Zona3",2027,152.9842424,1]
["Zona2",2027,193.464061374474,1]
["Zona5",2027,256.6920796,1]
["Zona4",2027,596.875,1]
["Zona8",2028,35.011720030871572,1]
["Zona1",2028,326.171875,1]
["Zona10",2028,96.261516105647615,1]
["Zona7",2028,154.27622919999999,1]
["Zona6",2028,46.260093039285401,1]
["Zona9",2028,23.78592045785275,1]
["Zona3",2028,149.9722544,1]
["Zona2",2028,193.464061374474,1]
["Zona5",2028,252.90131339999999,1]
["Zona4",2028,600,1]
["Zona8",2029,35.324220030871572,1]
["Zona1",2029,294.62093309750549,1]
["Zona10",2029,90.862750710221036,1]
["Zona7",2029,138.7777141,1]
["Zona6",2029,46.260093039285401,1]
["Zona9",2029,23.785920457852761,1]
["Zona3",2029,139.19533200000001,1]
["Zona2",2029,193.464061374474,1]
["Zona5",2029,255.56474399999999,1]
["Zona4",2029,600,1]
["Zona8",2030,35.636720030871572,1]
["Zona1",2030,329.296875,1]
["Zona10",2030,90.862750710221036,1]
["Zona7",2030,153.6597123048,1]
["Zona6",2030,45.868837224330058,1]
["Zona9",2030,21.89296022892638,1]
["Zona3",2030,149.37301068919999,1]
["Zona2",2030,193.464061374474,1]
["Zona5",2030,268.045654296875,1]
["Zona4",2030,606.25,1]
["Zona8",2031,35.949220030871572,1]
["Zona1",2031,329.296875,1]
["Zona10",2031,97.495248215790923,1]
["Zona7",2031,151.99667160000001,1]
["Zona6",2031,45.868837224330072,1]
["Zona9",2031,20.321480114463188,1]
["Zona3",2031,147.7563012,1]
["Zona2",2031,190.44118541549781,1]
["Zona5",2031,271.28291039999999,1]
["Zona4",2031,584.02583649049848,1]
["Zona8",2032,35.450806904906827,1]
["Zona1",2032,271.09375,1]
["Zona10",2032,91.12600062144341,1]
["Zona7",2032,141.22598199999999,1]
["Zona6",2032,45.868837224330072,1]
["Zona9",2032,18.2857400572316,1]
["Zona3",2032,137.28597780000001,1]
["Zona2",2032,193.56618541549781,1]
["Zona5",2032,252.0591714,1]
["Zona4",2032,220.96619606018069,1]
["Zona8",2033,36.309667313711948,1]
["Zona1",2033,271.09375,1]
["Zona10",2033,91.126000621443396,1]
["Zona7",2033,143.37999748799999,1]
["Zona6",2033,45.502034897809438,1]
["Zona9",2033,16.571451926866139,1]
["Zona3",2033,139.379883552,1]
["Zona2",2033,193.56618541549781,1]
["Zona5",2033,246.13974400000001,1]
["Zona4",2033,220.96619606018061,1]

{"sheet":"zonaBarra","index":7,"n_rows":33,"n_cols":2,"rows_kept":33,"cut":false,"hidden":false,"merged":[]}
["nombre","barra"]
["Zona1","Belen 115"]
["Zona1","Don Juana 115"]
["Zona1","Tonchala 115"]
["Zona1","Insula 115"]
["Zona1","San Mateo 115"]
["Zona1","Sevilla 1 Sec1 115"]
["Zona1","Sevilla 1 Sec2 115"]
["Zona1","Tonchala 13.8"]
["Zona2","Ayacucho 115"]
["Zona2","Convencion 115"]
["Zona2","Aguachica 115"]
["Zona2","Buturama 115"]
["Zona2","Buturama 34.5"]
["Zona2","Aguachica 34.5"]
["Zona3","Ocana 220"]
["Zona4","Cucuta 220"]
["Zona4","SMT_B1_220"]
["Zona4","TSJ_B1_220"]
["Zona5","Ocana 115"]
["Zona6","Culebra 34.5"]
["Zona6","Guaduas 34.5"]
["Zona6","Belen 34.5"]
["Zona6","Insula 34.5"]
["Zona6","Tonchala 34.5"]
["Zona7","Ocana 500"]
["Zona8","Abrego 34.5"]
["Zona8","Ocana 34.5"]
["Zona9","Pamplona 34.5"]
["Zona10","Tibu 115"]
["Zona10","Zulia 115"]
["Zona10","Zulia 34.5"]
["Zona10","Zulia 13.8"]

{"sheet":"calificacionProyectos","index":8,"n_rows":62,"n_cols":8,"rows_kept":62,"cut":false,"hidden":false,"merged":[]}
["nombre","BT_Confi","BT_Flex","EC_RE","EC_RP","EC_Per","EC_Mar","B_Ambiental"]
["SC_2239_A1",1204764.0158341003,1448986.5142119222,1637807.2619104532,1234317.6400569612,247726.12017507906,1234317.6400569612,5758298.6211395347]
["SC_1891_A1",1074867.3650650552,500560.83871397265,1335479.3984729664,2402180.5901159872,256475.34303197244,2402180.5901159872,5713025.4276280785]
["SC_1891_A2",1074867.3650650552,500560.83871397265,1335479.3984729664,2402180.5901159872,250087.22598125672,2402180.5901159872,5713025.4276280785]
["SC_7_A2",911538.61782740266,500560.83871397265,1098034.4171712238,1861373.2729987174,0,1861373.2729987174,500560.83871397265]
["SC_7_A1",911538.61782740266,500560.83871397265,1098034.4171712238,1861373.2729987174,0,1861373.2729987174,500560.83871397265]
["SC_38_A2",960033.99576278706,500560.83871397265,1168536.2994291794,2021949.1402443179,400837.30531628319,2021949.1402443179,500560.83871397265]
["SC_38_A1 \n",960033.99576278706,500560.83871397265,1168536.2994291794,2021949.1402443179,400837.30531628319,2021949.1402443179,500560.83871397265]
["SC_485_A2",960033.99576278706,500560.83871397265,1168536.2994291794,2021949.1402443179,179911.5010277023,2021949.1402443179,500560.83871397265]
["SC_488_A2",960033.99576278718,500560.83871397265,1168536.2994291792,2021949.1402443175,277829.28567644855,2021949.1402443175,500560.83871397265]
["SC_488_A1 \n",960033.99576278718,500560.83871397265,1168536.2994291792,2021949.1402443175,351808.04140530323,2021949.1402443175,500560.83871397265]
["SC_485_A1",960033.99576278706,500560.83871397265,1168536.2994291794,2021949.1402443179,180117.51279792195,2021949.1402443179,500560.83871397265]
["SC_767_A2",960033.99576278729,500560.83871397265,1168536.2994291794,2021949.1402443175,368036.49264679069,2021949.1402443175,500560.83871397265]
["SC_767_A1",960033.99576278729,500560.83871397265,1168536.2994291794,2021949.1402443175,403396.12758399843,2021949.1402443175,500560.83871397265]
["SC_417_A2",1354130.0722572501,1572575.9563161244,1741467.5016636481,1380564.4409717948,572944.33440597926,1380564.4409717948,500560.83871397265]
["SC_966_A1",911538.61782740266,500560.83871397265,1098034.4171712238,1861373.2729987181,378753.98191588477,1861373.2729987181,500560.83871397265]
["SC_966_A2",911538.61782740266,500560.83871397265,1098034.4171712238,1861373.2729987181,380890.94431585114,1861373.2729987181,500560.83871397265]
["SC_1130_A2",911538.61782740266,500560.83871397265,1098034.4171712238,1861373.2729987181,381959.42551583442,1861373.2729987181,500560.83871397265]
["SC_1130_A1",911538.61782740266,500560.83871397265,1098034.4171712238,1861373.2729987181,378753.98191588477,1861373.2729987181,500560.83871397265]
["SC_1024_A1",500560.83871397265,500560.83871397265,500560.83871397265,500560.83871397265,500560.83871397265,500560.83871397265,500560.83871397265]
["SC_1278_A2",1014251.8282945472,500560.83871397265,1247357.4037935738,2201472.9598248983,497969.39513276331,2201472.9598248983,500560.83871397265]
["SC_1278_A1",1014251.8282945472,500560.83871397265,1247357.4037935738,2201472.9598248983,471671.53144385805,2201472.9598248983,500560.83871397265]
["SC_1245_A2",960033.99576278729,500560.83871397265,1168536.2994291794,2021949.1402443175,427870.3434767552,2021949.1402443175,500560.83871397265]
["SC_1245_A1",960033.99576278729,500560.83871397265,1168536.2994291794,2021949.1402443175,424938.76231465023,2021949.1402443175,500560.83871397265]
["SC_1547_A2",1014251.8282945474,500560.83871397265,1247357.4037935738,2201472.9598248983,466097.06973082578,2201472.9598248983,500560.83871397265]
["SC_1547_A1",1014251.8282945474,500560.83871397265,1247357.4037935738,2201472.9598248983,503596.47634543467,2201472.9598248983,500560.83871397265]
["SC_2161_A2",911538.61782740243,500560.83871397265,1098034.4171712238,1861373.2729987181,455216.63354908448,1861373.2729987181,500560.83871397265]
["SC_2161_A1",911538.61782740243,500560.83871397265,1098034.4171712238,1861373.2729987181,453079.88484535797,1861373.2729987181,500560.83871397265]
["SC_2196_A2",911538.61782740243,500560.83871397265,1098034.4171712238,1861373.2729987174,273839.81288953172,1861373.2729987174,500560.83871397265]
["SC_2196_A1",911538.61782740243,500560.83871397265,1098034.4171712238,1861373.2729987174,263156.06937089935,1861373.2729987174,500560.83871397265]
["SC_1626_A1",960033.99576278718,500560.83871397265,1168536.2994291792,2021949.1402443177,377445.62187352689,2021949.1402443175,500560.83871397265]
["SC_1626_A2",960033.99576278718,500560.83871397265,1168536.2994291792,2021949.1402443177,341931.61701570603,2021949.1402443175,500560.83871397265]
["SC_1842_A2",1074867.3650650552,500560.83871397265,1335479.3984729664,2402180.5901159872,256475.34303197244,2402180.5901159872,5713025.4276280785]
["SC_1842_A1",1074867.3650650552,500560.83871397265,1335479.3984729664,2402180.5901159872,250087.22598125672,2402180.5901159872,5713025.4276280785]
["SC_2032_A2",1074867.3650650552,500560.83871397265,1335479.3984729664,2402180.5901159872,256463.45816304089,2402180.5901159872,5713025.4276280785]
["SC_2032_A1",1074867.3650650552,500560.83871397265,1335479.3984729664,2402180.5901159872,249992.88983411234,2402180.5901159872,5713025.4276280785]
["SC_1943_A2",1074867.3650650552,500560.83871397265,1335479.3984729664,2402180.5901159872,250014.43115905087,2402180.5901159872,5713025.4276280785]
["SC_1943_A1",1074867.3650650552,500560.83871397265,1335479.3984729664,2402180.5901159872,256475.34303197244,2402180.5901159872,5713025.4276280785]
["SC_2033_A2",1074867.3650650552,500560.83871397265,1335479.3984729664,2402180.5901159872,250014.43115905087,2402180.5901159872,5713025.4276280785]
["SC_2033_A1",1074867.3650650552,500560.83871397265,1335479.3984729664,2402180.5901159872,256442.65964241064,2402180.5901159872,5713025.4276280785]
["SC_2257_A2",860956.73732113419,500560.83871397265,1810406.7607164073,3483880.4061843744,288499.10783300153,3483880.4061843744,500560.83871397265]
["SC_2257_A1",860956.73732113419,500560.83871397265,1810406.7607164073,3483880.4061843744,274287.61336044467,3483880.4061843744,500560.83871397265]
["SC_2074_A2",1014251.8282945473,500560.83871397265,1247357.4037935736,2201472.9598248987,514358.95361882006,2201472.9598248987,500560.83871397265]
["SC_2074_A1",1014251.8282945473,500560.83871397265,1247357.4037935736,2201472.9598248987,523072.02157809032,2201472.9598248987,500560.83871397265]
["SC_2085_A2",960033.99576278729,500560.83871397265,1168536.2994291794,2021949.1402443175,493089.55584959325,2021949.1402443175,500560.83871397265]
["SC_2085_A1",960033.99576278729,500560.83871397265,1168536.2994291794,2021949.1402443175,496027.67408706475,2021949.1402443175,500560.83871397265]
["SC_1983_A2",911538.61782740266,500560.83871397265,1098034.417171224,1861373.2729987176,455972.44442169962,1861373.2729987176,500560.83871397265]
["SC_1983_A1",911538.61782740266,500560.83871397265,1098034.417171224,1861373.2729987176,455972.44442169962,1861373.2729987176,500560.83871397265]
["SC_2079_A2",911538.61782740266,500560.83871397265,1098034.417171224,1861373.2729987176,490279.35430224217,1861373.2729987176,500560.83871397265]
["SC_2079_A1",911538.61782740266,500560.83871397265,1098034.417171224,1861373.2729987176,493212.38332597993,1861373.2729987176,500560.83871397265]
["SC_2013_A2",911538.61782740266,500560.83871397265,1098034.417171224,1861373.2729987176,490279.35430224217,1861373.2729987176,500560.83871397265]
["SC_2013_A1",911538.61782740266,500560.83871397265,1098034.417171224,1861373.2729987176,493212.38332597993,1861373.2729987176,500560.83871397265]
["SC_1994_A2",868161.71448627138,500560.83871397265,1034973.6995880792,1717745.4847647289,426015.63871514285,1717745.4847647289,500560.83871397265]
["SC_1994_A1",868161.71448627138,500560.83871397265,1034973.6995880792,1717745.4847647289,425059.93102285016,1717745.4847647289,500560.83871397265]
["SC_2157_A2",911538.61782740266,500560.83871397265,1098034.417171224,1861373.2729987176,455983.03297413187,1861373.2729987176,500560.83871397265]
["SC_2157_A1",911538.61782740266,500560.83871397265,1098034.417171224,1861373.2729987176,480548.47461698949,1861373.2729987176,500560.83871397265]
["SC_2291_A2",1014251.828294547,500560.83871397265,1247357.4037935734,2201472.9598248983,525241.25377310941,2201472.9598248983,500560.83871397265]
["SC_2291_A1",1014251.828294547,500560.83871397265,1247357.4037935734,2201472.9598248983,505408.77738630312,2201472.9598248983,500560.83871397265]
["SC_2279_A2",911538.61782740266,500560.83871397265,1098034.4171712238,1861373.2729987181,387301.83151575056,1861373.2729987181,500560.83871397265]
["SC_2279_A1",911538.61782740266,500560.83871397265,1098034.4171712238,1861373.2729987181,386233.35031576734,1861373.2729987181,500560.83871397265]
["SC_2319_A2",911538.61782740243,500560.83871397265,1098034.4171712238,1861373.2729987178,306391.03511931788,1861373.2729987178,500560.83871397265]
["SC_2319_A1",911538.61782740243,500560.83871397265,1098034.4171712238,1861373.2729987178,321320.16432804253,1861373.2729987178,500560.83871397265]

{"sheet":"ejecutar","index":9,"n_rows":20,"n_cols":14,"rows_kept":20,"cut":false,"hidden":false,"merged":[]}
[]
[]
[]
[]
[]
[]
[]
[null,null,null,null,null,null,null,null,null,null,null,"OPTIMIZADOR",null,"cbc"]
[]
[null,null,null,null,null,null,null,null,null,null,null,"PERIODO INICIAL",null,2023]
[]
[null,null,null,null,null,null,null,null,null,null,null,"PERIODO FINAL",null,2033]
[]
[null,null,null,null,null,null,null,null,null,null,null,"ESCALAR",null,0]
[]
[null,null,null,null,null,null,null,null,null,null,null,"TOLERANCIA ",null,9.9999999999999995E-7]
[]
[null,null,null,null,null,null,null,null,null,null,null,"TIEMPO MAXIMO",null,1000]
[]
[null,null,null,null,null,null,null,null,null,null,null,"OBRAS EN FILA 2",null,0]

{"sheet":"ASIGNACION","index":10,"n_rows":63,"n_cols":28,"rows_kept":63,"cut":false,"hidden":false,"merged":[]}
[null,null,null,null,null,null,"aprobado","aprobado","aprobado","aprobado","aprobado","aprobado","aprobado","aprobado","aprobado","aprobado","aprobado","calificacion","calificacion","calificacion","calificacion","calificacion","calificacion","calificacion","calificacion","calificacion","calificacion","calificacion"]
["nombre","barra","tipo","capacidad","periodoIni","Fila",2023,2024,2025,2026,2027,2028,2029,2030,2031,2032,2033,2023,2024,2025,2026,2027,2028,2029,2030,2031,2032,2033]
["SC_2257_A2","SMT_B1_220","Eólico Onshore",200,2026,2,0,0,0,1,1,1,1,1,1,1,1,8836412.3054752685,8836412.3054752685,8836412.3054752685,8836412.3054752685,8836412.3054752685,8836412.3054752685,8836412.3054752685,8836412.3054752685,8836412.3054752685,8836412.3054752685,8836412.3054752685]
["SC_2257_A1","TSJ_B1_220","Eólico Onshore",200,2026,2,0,0,0,0,0,0,0,0,0,0,0,8822200.8110027108,8822200.8110027108,8822200.8110027108,8822200.8110027108,8822200.8110027108,8822200.8110027108,8822200.8110027108,8822200.8110027108,8822200.8110027108,8822200.8110027108,8822200.8110027108]
["SC_1891_A1","Insula 115","Solar FV",19.899999999999999,2023,2,0,0,0,0,0,0,0,0,0,0,0,8484561.4587463718,8484561.4587463718,8484561.4587463718,8484561.4587463718,8484561.4587463718,8484561.4587463718,8484561.4587463718,8484561.4587463718,8484561.4587463718,8484561.4587463718,8484561.4587463718]
["SC_1842_A2","Insula 34.5","Solar FV",19.899999999999999,2023,2,0,0,0,0,0,0,0,0,0,0,0,8484561.4587463718,8484561.4587463718,8484561.4587463718,8484561.4587463718,8484561.4587463718,8484561.4587463718,8484561.4587463718,8484561.4587463718,8484561.4587463718,8484561.4587463718,8484561.4587463718]
["SC_1943_A1","Insula 34.5","Solar FV",19.899999999999999,2023,2,0,0,0,0,0,0,0,0,0,0,0,8484561.4587463718,8484561.4587463718,8484561.4587463718,8484561.4587463718,8484561.4587463718,8484561.4587463718,8484561.4587463718,8484561.4587463718,8484561.4587463718,8484561.4587463718,8484561.4587463718]
["SC_2032_A2","Insula 34.5","Solar FV",19.899999999999999,2023,2,0,0,0,0,0,0,0,0,0,0,0,8484549.5738774408,8484549.5738774408,8484549.5738774408,8484549.5738774408,8484549.5738774408,8484549.5738774408,8484549.5738774408,8484549.5738774408,8484549.5738774408,8484549.5738774408,8484549.5738774408]
["SC_2033_A1","Insula 34.5","Solar FV",19.899999999999999,2023,2,0,0,0,0,0,0,0,0,0,0,0,8484528.7753568105,8484528.7753568105,8484528.7753568105,8484528.7753568105,8484528.7753568105,8484528.7753568105,8484528.7753568105,8484528.7753568105,8484528.7753568105,8484528.7753568105,8484528.7753568105]
["SC_1842_A1","Insula 115","Solar FV",19.899999999999999,2023,2,1,1,1,1,1,1,1,1,1,1,1,8478173.3416956551,8478173.3416956551,8478173.3416956551,8478173.3416956551,8478173.3416956551,8478173.3416956551,8478173.3416956551,8478173.3416956551,8478173.3416956551,8478173.3416956551,8478173.3416956551]
["SC_1891_A2","Insula 34.5","Solar FV",19.899999999999999,2023,2,1,1,1,1,1,1,1,1,1,1,1,8478173.3416956551,8478173.3416956551,8478173.3416956551,8478173.3416956551,8478173.3416956551,8478173.3416956551,8478173.3416956551,8478173.3416956551,8478173.3416956551,8478173.3416956551,8478173.3416956551]
["SC_1943_A2","Insula 115","Solar FV",19.899999999999999,2023,2,0,0,0,0,0,0,0,0,0,0,0,8478100.5468734503,8478100.5468734503,8478100.5468734503,8478100.5468734503,8478100.5468734503,8478100.5468734503,8478100.5468734503,8478100.5468734503,8478100.5468734503,8478100.5468734503,8478100.5468734503]
["SC_2033_A2","Insula 115","Solar FV",19.899999999999999,2023,2,0,0,0,0,0,0,0,0,0,0,0,8478100.5468734503,8478100.5468734503,8478100.5468734503,8478100.5468734503,8478100.5468734503,8478100.5468734503,8478100.5468734503,8478100.5468734503,8478100.5468734503,8478100.5468734503,8478100.5468734503]
["SC_2032_A1","Insula 115","Solar FV",19.899999999999999,2023,2,0,0,0,0,0,0,0,0,0,0,0,8478079.0055485107,8478079.0055485107,8478079.0055485107,8478079.0055485107,8478079.0055485107,8478079.0055485107,8478079.0055485107,8478079.0055485107,8478079.0055485107,8478079.0055485107,8478079.0055485107]
["SC_2239_A1","Pamplona 34.5","PCH",9.9,2025,2,0,0,1,1,1,1,1,1,1,1,1,8118249.9585588584,8118249.9585588584,8118249.9585588584,8118249.9585588584,8118249.9585588584,8118249.9585588584,8118249.9585588584,8118249.9585588584,8118249.9585588584,8118249.9585588584,8118249.9585588584]
["SC_417_A2","Pamplona 34.5","PCH",7,2026,2,0,0,0,0,0,0,0,0,0,0,0,7462132.7777148858,7462132.7777148858,7462132.7777148858,7462132.7777148858,7462132.7777148858,7462132.7777148858,7462132.7777148858,7462132.7777148858,7462132.7777148858,7462132.7777148858,7462132.7777148858]
["SC_2291_A2","Belen 34.5","Solar FV",3,2024,2,0,1,1,1,1,1,1,1,1,1,1,6739789.015926742,6739789.015926742,6739789.015926742,6739789.015926742,6739789.015926742,6739789.015926742,6739789.015926742,6739789.015926742,6739789.015926742,6739789.015926742,6739789.015926742]
["SC_2074_A1","Culebra 34.5","Solar FV",5,2024,2,0,1,1,1,1,1,1,1,1,1,1,6737619.7837317241,6737619.7837317241,6737619.7837317241,6737619.7837317241,6737619.7837317241,6737619.7837317241,6737619.7837317241,6737619.7837317241,6737619.7837317241,6737619.7837317241,6737619.7837317241]
["SC_2074_A2","Zulia 34.5","Solar FV",5,2024,2,0,0,0,0,0,0,0,0,0,0,0,6728906.7157724537,6728906.7157724537,6728906.7157724537,6728906.7157724537,6728906.7157724537,6728906.7157724537,6728906.7157724537,6728906.7157724537,6728906.7157724537,6728906.7157724537,6728906.7157724537]
["SC_2291_A1","Guaduas 34.5","Solar FV",3,2024,2,0,0,0,0,0,0,0,0,0,0,0,6719956.539539936,6719956.539539936,6719956.539539936,6719956.539539936,6719956.539539936,6719956.539539936,6719956.539539936,6719956.539539936,6719956.539539936,6719956.539539936,6719956.539539936]
["SC_1547_A1","Zulia 34.5","Solar FV",9.9,2024,2,0,0,0,0,0,0,0,0,0,0,0,6718144.2384990677,6718144.2384990677,6718144.2384990677,6718144.2384990677,6718144.2384990677,6718144.2384990677,6718144.2384990677,6718144.2384990677,6718144.2384990677,6718144.2384990677,6718144.2384990677]
["SC_1278_A2","Insula 115","Solar FV",60,2024,2,0,0,0,0,0,0,0,0,0,0,0,6712517.1572863963,6712517.1572863963,6712517.1572863963,6712517.1572863963,6712517.1572863963,6712517.1572863963,6712517.1572863963,6712517.1572863963,6712517.1572863963,6712517.1572863963,6712517.1572863963]
["SC_1278_A1","Zulia 115","Solar FV",60,2024,2,0,0,0,0,0,0,0,0,0,0,0,6686219.2935974915,6686219.2935974915,6686219.2935974915,6686219.2935974915,6686219.2935974915,6686219.2935974915,6686219.2935974915,6686219.2935974915,6686219.2935974915,6686219.2935974915,6686219.2935974915]
["SC_1547_A2","Zulia 115","Solar FV",9.9,2024,2,0,0,0,0,0,0,0,0,0,0,0,6680644.8318844587,6680644.8318844587,6680644.8318844587,6680644.8318844587,6680644.8318844587,6680644.8318844587,6680644.8318844587,6680644.8318844587,6680644.8318844587,6680644.8318844587,6680644.8318844587]
["SC_2085_A1","Insula 34.5","Solar FV",19.899999999999999,2025,2,0,0,0,0,0,0,0,0,0,0,0,6308250.769973672,6308250.769973672,6308250.769973672,6308250.769973672,6308250.769973672,6308250.769973672,6308250.769973672,6308250.769973672,6308250.769973672,6308250.769973672,6308250.769973672]
["SC_2085_A2","Insula 115","Solar FV",19.899999999999999,2025,2,0,0,1,1,1,1,1,1,1,1,1,6305312.6517362008,6305312.6517362008,6305312.6517362008,6305312.6517362008,6305312.6517362008,6305312.6517362008,6305312.6517362008,6305312.6517362008,6305312.6517362008,6305312.6517362008,6305312.6517362008]
["SC_1245_A2","Cucuta 220","Solar FV",99.5,2025,2,0,0,0,0,0,0,0,0,0,0,0,6240093.4393633632,6240093.4393633632,6240093.4393633632,6240093.4393633632,6240093.4393633632,6240093.4393633632,6240093.4393633632,6240093.4393633632,6240093.4393633632,6240093.4393633632,6240093.4393633632]
["SC_1245_A1","TSJ_B1_220","Solar FV",99.5,2025,2,0,0,0,0,0,0,0,0,0,0,0,6237161.8582012579,6237161.8582012579,6237161.8582012579,6237161.8582012579,6237161.8582012579,6237161.8582012579,6237161.8582012579,6237161.8582012579,6237161.8582012579,6237161.8582012579,6237161.8582012579]
["SC_767_A1","Ocana 220","Solar FV",79.599999999999994,2025,2,0,0,0,0,0,0,0,0,0,0,0,6215619.2234706059,6215619.2234706059,6215619.2234706059,6215619.2234706059,6215619.2234706059,6215619.2234706059,6215619.2234706059,6215619.2234706059,6215619.2234706059,6215619.2234706059,6215619.2234706059]
["SC_38_A1 \n","Insula 115","Solar FV",40,2025,2,0,0,1,1,1,1,1,1,1,1,1,6213060.401202891,6213060.401202891,6213060.401202891,6213060.401202891,6213060.401202891,6213060.401202891,6213060.401202891,6213060.401202891,6213060.401202891,6213060.401202891,6213060.401202891]
["SC_38_A2","San Mateo 115","Solar FV",40,2025,2,0,0,0,0,0,0,0,0,0,0,0,6213060.401202891,6213060.401202891,6213060.401202891,6213060.401202891,6213060.401202891,6213060.401202891,6213060.401202891,6213060.401202891,6213060.401202891,6213060.401202891,6213060.401202891]
["SC_1626_A1","Buturama 34.5","Solar FV",9.99,2025,2,0,0,0,0,0,0,0,0,0,0,0,6189668.7177601336,6189668.7177601336,6189668.7177601336,6189668.7177601336,6189668.7177601336,6189668.7177601336,6189668.7177601336,6189668.7177601336,6189668.7177601336,6189668.7177601336,6189668.7177601336]
["SC_767_A2","Ocana 115","Solar FV",79.599999999999994,2025,2,0,0,0,0,0,0,0,0,0,0,0,6180259.5885333987,6180259.5885333987,6180259.5885333987,6180259.5885333987,6180259.5885333987,6180259.5885333987,6180259.5885333987,6180259.5885333987,6180259.5885333987,6180259.5885333987,6180259.5885333987]
["SC_488_A1 \n","Insula 115","Solar FV",50,2025,2,0,0,1,1,1,1,1,1,1,1,1,6164031.1372919101,6164031.1372919101,6164031.1372919101,6164031.1372919101,6164031.1372919101,6164031.1372919101,6164031.1372919101,6164031.1372919101,6164031.1372919101,6164031.1372919101,6164031.1372919101]
["SC_1626_A2","Buturama 115","Solar FV",9.99,2025,2,0,0,0,0,0,0,0,0,0,0,0,6154154.7129023131,6154154.7129023131,6154154.7129023131,6154154.7129023131,6154154.7129023131,6154154.7129023131,6154154.7129023131,6154154.7129023131,6154154.7129023131,6154154.7129023131,6154154.7129023131]
["SC_488_A2","Tonchala 115","Solar FV",50,2025,2,0,0,0,0,0,0,0,0,0,0,0,6090052.3815630553,6090052.3815630553,6090052.3815630553,6090052.3815630553,6090052.3815630553,6090052.3815630553,6090052.3815630553,6090052.3815630553,6090052.3815630553,6090052.3815630553,6090052.3815630553]
["SC_485_A1","Buturama 115","Solar FV",40,2025,2,0,0,0,0,0,0,0,0,0,0,0,5992340.6086845296,5992340.6086845296,5992340.6086845296,5992340.6086845296,5992340.6086845296,5992340.6086845296,5992340.6086845296,5992340.6086845296,5992340.6086845296,5992340.6086845296,5992340.6086845296]
["SC_485_A2","Aguachica 115","Solar FV",40,2025,2,0,0,0,0,0,0,0,0,0,0,0,5992134.59691431,5992134.59691431,5992134.59691431,5992134.59691431,5992134.59691431,5992134.59691431,5992134.59691431,5992134.59691431,5992134.59691431,5992134.59691431,5992134.59691431]
["SC_2079_A1","Cucuta 220","Solar FV",99.9,2026,2,0,0,0,0,0,0,0,0,0,0,0,5945574.4181508468,5945574.4181508468,5945574.4181508468,5945574.4181508468,5945574.4181508468,5945574.4181508468,5945574.4181508468,5945574.4181508468,5945574.4181508468,5945574.4181508468,5945574.4181508468]
["SC_2013_A1","Cucuta 220","Solar FV",99.9,2026,2,0,0,0,0,0,0,0,0,0,0,0,5945574.4181508468,5945574.4181508468,5945574.4181508468,5945574.4181508468,5945574.4181508468,5945574.4181508468,5945574.4181508468,5945574.4181508468,5945574.4181508468,5945574.4181508468,5945574.4181508468]
["SC_2013_A2","TSJ_B1_220","Solar FV",99.9,2026,2,0,0,0,0,0,0,0,0,0,0,0,5942641.3891271092,5942641.3891271092,5942641.3891271092,5942641.3891271092,5942641.3891271092,5942641.3891271092,5942641.3891271092,5942641.3891271092,5942641.3891271092,5942641.3891271092,5942641.3891271092]
["SC_2079_A2","TSJ_B1_220","Solar FV",99.9,2026,2,0,0,0,0,0,0,0,0,0,0,0,5942641.3891271092,5942641.3891271092,5942641.3891271092,5942641.3891271092,5942641.3891271092,5942641.3891271092,5942641.3891271092,5942641.3891271092,5942641.3891271092,5942641.3891271092,5942641.3891271092]
["SC_2157_A1","Ocana 115","Solar FV",99.9,2026,2,0,0,0,0,0,0,0,0,0,0,0,5932910.5094418563,5932910.5094418563,5932910.5094418563,5932910.5094418563,5932910.5094418563,5932910.5094418563,5932910.5094418563,5932910.5094418563,5932910.5094418563,5932910.5094418563,5932910.5094418563]
["SC_2157_A2","Buturama 115","Solar FV",99.9,2026,2,0,0,0,0,0,0,0,0,0,0,0,5908345.0677989982,5908345.0677989982,5908345.0677989982,5908345.0677989982,5908345.0677989982,5908345.0677989982,5908345.0677989982,5908345.0677989982,5908345.0677989982,5908345.0677989982,5908345.0677989982]
["SC_1983_A2","Buturama 115","Solar FV",99.9,2026,2,0,0,0,0,0,0,0,0,0,0,0,5908334.4792465661,5908334.4792465661,5908334.4792465661,5908334.4792465661,5908334.4792465661,5908334.4792465661,5908334.4792465661,5908334.4792465661,5908334.4792465661,5908334.4792465661,5908334.4792465661]
["SC_1983_A1","Ocana 115","Solar FV",99.9,2026,2,0,0,0,0,0,0,0,0,0,0,0,5908334.4792465661,5908334.4792465661,5908334.4792465661,5908334.4792465661,5908334.4792465661,5908334.4792465661,5908334.4792465661,5908334.4792465661,5908334.4792465661,5908334.4792465661,5908334.4792465661]
["SC_2161_A2","Buturama 34.5","Solar FV",150,2026,2,0,0,0,0,0,0,0,0,0,0,0,5907578.6683739526,5907578.6683739526,5907578.6683739526,5907578.6683739526,5907578.6683739526,5907578.6683739526,5907578.6683739526,5907578.6683739526,5907578.6683739526,5907578.6683739526,5907578.6683739526]
["SC_2161_A1","Aguachica 34.5","Solar FV",150,2026,2,0,0,0,0,0,0,0,0,0,0,0,5905441.9196702261,5905441.9196702261,5905441.9196702261,5905441.9196702261,5905441.9196702261,5905441.9196702261,5905441.9196702261,5905441.9196702261,5905441.9196702261,5905441.9196702261,5905441.9196702261]
["SC_2279_A2","Buturama 115","Solar FV",9.9,2026,2,0,0,0,0,0,0,0,0,0,0,0,5839663.8663406186,5839663.8663406186,5839663.8663406186,5839663.8663406186,5839663.8663406186,5839663.8663406186,5839663.8663406186,5839663.8663406186,5839663.8663406186,5839663.8663406186,5839663.8663406186]
["SC_2279_A1","Buturama 34.5","Solar FV",9.9,2026,2,0,0,0,0,0,0,0,0,0,0,0,5838595.3851406351,5838595.3851406351,5838595.3851406351,5838595.3851406351,5838595.3851406351,5838595.3851406351,5838595.3851406351,5838595.3851406351,5838595.3851406351,5838595.3851406351,5838595.3851406351]
["SC_1130_A2","Buturama 115","Solar FV",9.9,2026,2,0,0,0,0,0,0,0,0,0,0,0,5834321.460340702,5834321.460340702,5834321.460340702,5834321.460340702,5834321.460340702,5834321.460340702,5834321.460340702,5834321.460340702,5834321.460340702,5834321.460340702,5834321.460340702]
["SC_966_A2","Buturama 115","Solar FV",9.9,2026,2,0,0,0,0,0,0,0,0,0,0,0,5833252.9791407185,5833252.9791407185,5833252.9791407185,5833252.9791407185,5833252.9791407185,5833252.9791407185,5833252.9791407185,5833252.9791407185,5833252.9791407185,5833252.9791407185,5833252.9791407185]
["SC_1130_A1","Buturama 34.5","Solar FV",9.9,2026,2,0,0,0,0,0,0,0,0,0,0,0,5831116.0167407524,5831116.0167407524,5831116.0167407524,5831116.0167407524,5831116.0167407524,5831116.0167407524,5831116.0167407524,5831116.0167407524,5831116.0167407524,5831116.0167407524,5831116.0167407524]
["SC_966_A1","Buturama 34.5","Solar FV",9.9,2026,2,0,0,0,0,0,0,0,0,0,0,0,5831116.0167407524,5831116.0167407524,5831116.0167407524,5831116.0167407524,5831116.0167407524,5831116.0167407524,5831116.0167407524,5831116.0167407524,5831116.0167407524,5831116.0167407524,5831116.0167407524]
["SC_2319_A1","Ocana 500","Solar FV",278.60000000000002,2026,2,0,0,0,0,0,0,0,0,0,0,0,5773682.1991529102,5773682.1991529102,5773682.1991529102,5773682.1991529102,5773682.1991529102,5773682.1991529102,5773682.1991529102,5773682.1991529102,5773682.1991529102,5773682.1991529102,5773682.1991529102]
["SC_2319_A2","Ocana 220","Solar FV",278.60000000000002,2026,2,0,0,0,0,0,0,0,0,0,0,0,5758753.0699441852,5758753.0699441852,5758753.0699441852,5758753.0699441852,5758753.0699441852,5758753.0699441852,5758753.0699441852,5758753.0699441852,5758753.0699441852,5758753.0699441852,5758753.0699441852]
["SC_2196_A2","Buturama 34.5","Solar FV",30,2026,2,0,0,0,0,0,0,0,0,0,0,0,5726201.8477143981,5726201.8477143981,5726201.8477143981,5726201.8477143981,5726201.8477143981,5726201.8477143981,5726201.8477143981,5726201.8477143981,5726201.8477143981,5726201.8477143981,5726201.8477143981]
["SC_2196_A1","Aguachica 34.5","Solar FV",30,2026,2,0,0,0,0,0,0,0,0,0,0,0,5715518.1041957662,5715518.1041957662,5715518.1041957662,5715518.1041957662,5715518.1041957662,5715518.1041957662,5715518.1041957662,5715518.1041957662,5715518.1041957662,5715518.1041957662,5715518.1041957662]
["SC_1994_A2","Ocana 34.5","Solar FV",9.9,2027,2,0,0,0,0,0,0,0,0,0,0,0,5556498.37026475,5556498.37026475,5556498.37026475,5556498.37026475,5556498.37026475,5556498.37026475,5556498.37026475,5556498.37026475,5556498.37026475,5556498.37026475,5556498.37026475]
["SC_1994_A1","Abrego 34.5","Solar FV",9.9,2027,2,0,0,0,0,0,0,0,0,0,0,0,5555542.6625724575,5555542.6625724575,5555542.6625724575,5555542.6625724575,5555542.6625724575,5555542.6625724575,5555542.6625724575,5555542.6625724575,5555542.6625724575,5555542.6625724575,5555542.6625724575]
["SC_7_A1","Tonchala 34.5","Solar FV",19.899999999999999,2026,2,0,0,0,0,0,0,0,0,0,0,0,5452362.0348248668,5452362.0348248668,5452362.0348248668,5452362.0348248668,5452362.0348248668,5452362.0348248668,5452362.0348248668,5452362.0348248668,5452362.0348248668,5452362.0348248668,5452362.0348248668]
["SC_7_A2","Tonchala 115","Solar FV",19.899999999999999,2026,2,0,0,0,1,1,1,1,1,1,1,1,5452362.0348248668,5452362.0348248668,5452362.0348248668,5452362.0348248668,5452362.0348248668,5452362.0348248668,5452362.0348248668,5452362.0348248668,5452362.0348248668,5452362.0348248668,5452362.0348248668]
["SC_1024_A1","Ayacucho 115","Solar FV",0,2023,2,0,0,0,0,0,0,0,0,0,0,0,2903252.8645410417,2903252.8645410417,2903252.8645410417,2903252.8645410417,2903252.8645410417,2903252.8645410417,2903252.8645410417,2903252.8645410417,2903252.8645410417,2903252.8645410417,2903252.8645410417]

{"sheet":"RESUMEN","index":11,"n_rows":5,"n_cols":13,"rows_kept":5,"cut":false,"hidden":false,"merged":[]}
[null,null,"capacidad aprobada","capacidad aprobada","capacidad aprobada","capacidad aprobada","capacidad aprobada","capacidad aprobada","capacidad aprobada","capacidad aprobada","capacidad aprobada","capacidad aprobada","capacidad aprobada"]
["tipo","Fila",2023,2024,2025,2026,2027,2028,2029,2030,2031,2032,2033]
["Eólico Onshore",2,0,0,0,200,200,200,200,200,200,200,200]
["PCH",2,0,0,9.9,9.9,9.9,9.9,9.9,9.9,9.9,9.9,9.9]
["Solar FV",2,39.799999999999997,47.8,157.69999999999999,177.6,177.6,177.6,177.6,177.6,177.6,177.6,177.6]

{"sheet":"RESUMEN %","index":12,"n_rows":5,"n_cols":13,"rows_kept":5,"cut":false,"hidden":true,"merged":[]}
[null,null,"capacidad aprobada","capacidad aprobada","capacidad aprobada","capacidad aprobada","capacidad aprobada","capacidad aprobada","capacidad aprobada","capacidad aprobada","capacidad aprobada","capacidad aprobada","capacidad aprobada"]
["tipo","Fila",2023,2024,2025,2026,2027,2028,2029,2030,2031,2032,2033]
["Eólico Onshore",2,0,0,0,200,200,200,200,200,200,200,200]
["PCH",2,0,0,9.9,9.9,9.9,9.9,9.9,9.9,9.9,9.9,9.9]
["Solar FV",2,39.799999999999997,47.8,157.69999999999999,177.6,177.6,177.6,177.6,177.6,177.6,177.6,177.6]

{"sheet":"EXPANSION","index":13,"n_rows":0,"n_cols":0,"rows_kept":0,"cut":false,"hidden":true,"merged":[]}

{"sheet":"BENEFICIO","index":14,"n_rows":2,"n_cols":12,"rows_kept":2,"cut":false,"hidden":true,"merged":[]}
["fila",2023,2024,2025,2026,2027,2028,2029,2030,2031,2032,2033]
[2,26120.227996811336,26120.227996811336,26120.227996811336,26120.227996811336,26120.227996811336,26120.227996811336,26120.227996811336,26120.227996811336,26120.227996811336,26120.227996811336,26120.227996811336]

{"sheet":"INTERCAMBIO","index":15,"n_rows":2,"n_cols":13,"rows_kept":2,"cut":false,"hidden":true,"merged":[]}
["area","fila",2023,2024,2025,2026,2027,2028,2029,2030,2031,2032,2033]
["Norte de Santander",2,-139.80000000000001,-147.80000000000001,-267.60000000000002,-487.5,-487.5,-487.5,-487.5,-487.5,-487.5,-487.5,-487.5]

{"sheet":"PORCENTAJE BARRAS","index":16,"n_rows":33,"n_cols":13,"rows_kept":33,"cut":false,"hidden":false,"merged":[]}
["barra","fila",2023,2024,2025,2026,2027,2028,2029,2030,2031,2032,2033]
["Abrego 34.5",2,0,0,0,0,0,0,0,0,0,0,0]
["Aguachica 115",2,0,0,0,0,0,0,0,0,0,0,0]
["Aguachica 34.5",2,0,0,0,0,0,0,0,0,0,0,0]
["Ayacucho 115",2,0,0,0,0,0,0,0,0,0,0,0]
["Belen 115",2,0,0,0,0,0,0,0,0,0,0,0]
["Belen 34.5",2,0,6.3392488650433343E-2,6.4011668793790541E-2,6.4270887117975101E-2,6.4850712631561586E-2,6.4850712631561586E-2,6.4850712631561586E-2,6.540388162289669E-2,6.5403881622896662E-2,6.5403881622896662E-2,6.5931117294809743E-2]
["Buturama 115",2,0,0,0,0,0,0,0,0,0,0,0]
["Buturama 34.5",2,0,0,0,0,0,0,0,0,0,0,0]
["Convencion 115",2,0,0,0,0,0,0,0,0,0,0,0]
["Cucuta 220",2,0,0,0,0,0,0,0,0,0,0,0]
["Culebra 34.5",2,0,0.18260038097326131,0.19232221393548427,0.17836464855309686,0.17997623112418057,0.1831830225321214,0.18318302253212135,0.18629493871270805,0.18629493871270814,0.18930993902975407,0.18930993902975407]
["Don Juana 115",2,null,null,null,0,0,0,0,0,0,0,0]
["Guaduas 34.5",2,0,0,0,0,0,0,0,0,0,0,0]
["Insula 115",2,9.0971428571428564E-2,9.0971428571428564E-2,0.94376082356703872,0.54957701054372554,0.54957701054372554,0.54957701054372554,0.54240032646398695,0.55377007004661094,0.55377007004661094,0.55377007004661094,0.55377007004661094]
["Insula 34.5",2,0.62068499487985895,0.59994187654573705,0.62313678048614429,0.43458306675197267,0.43458306675197267,0.43458306675197267,0.43458306675197267,0.43804543805672363,0.43804543805672363,0.43804543805672363,0.44134189395778844]
["Ocana 115",2,0,0,0,0,0,0,0,0,0,0,0]
["Ocana 220",2,0,0,0,0,0,0,0,0,0,0,0]
["Ocana 34.5",2,0,0,0,0,0,0,0,0,0,0,0]
["Ocana 500",2,0,0,0,0,0,0,0,0,0,0,0]
["Pamplona 34.5",2,0,0,0.40582866293034431,0.40582866293034431,0.40582866293034431,0.41621260852789854,0.41621260852789838,0.45220015459213625,0.48716923886631563,0.54140548695401436,0.59741295112167092]
["SMT_B1_220",2,0,0,0,0.33507853403141363,0.33507853403141363,0.33333333333333331,0.33333333333333331,0.32989690721649484,0.34245060321617088,0.91320160857645583,0.91320160857645583]
["San Mateo 115",2,0,0,0,0,0,0,0,0,0,0,0]
["Sevilla 1 Sec1 115",2,0,0,0,0,0,0,0,0,0,0,0]
["Sevilla 1 Sec2 115",2,0,0,0,0,0,0,0,0,0,0,0]
["TSJ_B1_220",2,0,0,0,0,0,0,0,0,0,0,0]
["Tibu 115",2,0,0,0,0,0,0,0,0,0,0,0]
["Tonchala 115",2,null,null,null,7.3195402298850576E-2,7.3195402298850576E-2,7.3195402298850576E-2,7.0755555555555544E-2,7.3406340057636882E-2,7.3406340057636882E-2,7.3406340057636882E-2,7.3406340057636882E-2]
["Tonchala 13.8",2,null,null,null,0,0,0,0,0,0,0,0]
["Tonchala 34.5",2,null,null,null,0,0,0,0,0,0,0,0]
["Zulia 115",2,0,0,0,0,0,0,0,0,0,0,0]
["Zulia 13.8",2,0,0,0,0,0,0,0,0,0,0,0]
["Zulia 34.5",2,0,0,0,0,0,0,0,0,0,0,0]

{"sheet":"PORCENTAJE AREAS","index":17,"n_rows":2,"n_cols":13,"rows_kept":2,"cut":false,"hidden":true,"merged":[]}
["area","fila",2023,2024,2025,2026,2027,2028,2029,2030,2031,2032,2033]
["Norte de Santander",2,-1.3980013980013982E-4,-1.4780014780014781E-4,-2.6760026760026763E-4,-4.8750048750048749E-4,-4.8750048750048749E-4,-4.8750048750048749E-4,-4.8750048750048749E-4,-4.8750048750048749E-4,-4.8750048750048749E-4,-4.8750048750048749E-4,-4.8750048750048749E-4]

{"sheet":"PORCENTAJE ZONAS","index":18,"n_rows":11,"n_cols":13,"rows_kept":11,"cut":false,"hidden":false,"merged":[]}
["zona","fila",2023,2024,2025,2026,2027,2028,2029,2030,2031,2032,2033]
["Zona1",2,5.9113834424945506E-2,9.0971428571428564E-2,0.67142800156207216,0.45897543835812016,0.45897543835812016,0.45896047904191611,0.50811053520917482,0.45460498220640566,0.45460498220640566,0.55220749279538905,0.55220749279538905]
["Zona10",2,0,0,0,0,0,0,0,0,0,0,0]
["Zona2",2,0,0,0,0,0,0,0,0,0,0,0]
["Zona3",2,0,0,0,0,0,0,0,0,0,0,0]
["Zona4",2,0,0,0,0.33507853403141363,0.33507853403141363,0.33333333333333331,0.33333333333333331,0.32989690721649484,0.34245060321617088,0.90511582117985823,0.90511582117985856]
["Zona5",2,0,0,0,0,0,0,0,0,0,0,0]
["Zona6",2,0.43264262875049636,0.58955014444903009,0.59530851978225197,0.59771925019716843,0.60311162747352276,0.60311162747352276,0.60311162747352276,0.6082560990929391,0.60825609909293898,0.60825609909293898,0.61315939084173054]
["Zona7",2,0,0,0,0,0,0,0,0,0,0,0]
["Zona8",2,0,0,0,0,0,0,0,0,0,0,0]
["Zona9",2,0,0,0.40582866293034431,0.40582866293034431,0.40582866293034431,0.41621260852789854,0.41621260852789838,0.45220015459213625,0.48716923886631563,0.54140548695401436,0.59741295112167092]